## Index
Product Discount | A | A1 | A2 | A3
Code
| B | C | D
PRODUCT | LINK |  | PRODUCT | PAGE
| Please click on link to go to page |  | CODE | NO.
AIRLINE FITTINGS |  | Brass | B | 75-77
AIR RELEASE VALVES |  | Brass/Plastic | A | 48
BALL VALVES |  | 3 Way | A | 11
|  | Brass c/w S/steel lever | A | 8-9
|  | Flowline EPBV | A1 | 8
|  | Gas Approved | A | 12-13
|  | Handles | A | 10
|  | Lockable | A | 9
|  | Mini | B | 9
|  | Polypropylene | A | 17-18
|  | PVC BV BSP-Socket | A3 | 15-18
|  | PVC BV-Others | A | 15-18
|  | Stainless Steel | B | 14
|  | T-Head | B | 10
|  | Water Marked | A | 13
BALL HOSE TAPS |  | Brass | A | 26
|  | Poly | A | 26
BLACK STEEL SOCKETS BSP |  | Black Steel Socket | A | 115
BRASS PLUMBING FITTINGS |  | Brass Plumbing Fittings | D | 122-127
BRASS COMPRESSION FITTINGS |  | Nylon Olive | D | 128-129
|  | Copper Olive | D | 130-131
BRASS CAPILLARY FITTINGS |  | Brass Capillary Fittings | D | 132-133
BUTTERFLY VALVES |  | Actuated | A | 20
|  | Cast Iron | A | 19
|  | PVC | A | 19
CABLE TIES |  | Nylon UV | A | 69
CAMLOCKS |  | Aluminium | D | 81-84
|  | Nyglass | A | 85-86
|  | Polypropylene | A | 87-88
|  | Stainless Steel | A | 89-90
|  | Spare Parts | A | 91-92
PRODUCT | LINK |  | PRODUCT | PAGE
| Please click on link to go to page |  | CODE | NO.
CHECK VALVES | Spring | Brass | A | 28
|  | Dual Check | B | 48
|  | Europa | A | 29
|  | PVC | A | 30
|  | Stainless Steel | A | 29
|  | Valstop | A | 29
|  | Wafer Check | A | 30
| Swing | Brass | A | 27
|  | Cast Iron | A | 28
|  | PVC | A | 28
|  | Stainless Steel | A | 28
|  | Tested Bronze | A | 27
CLAMPS |  | Super Clamps | A | 51-52
|  | Worm Drive | A | 50
DRUM TAPS |  | Drum Taps | B | 22
FIRE NOZZLES |  | Aluminium | A | 71
|  | Brass Ball Valve Nozzle | A | 26
|  | Red Nylon | A | 71
FIVE WAY TEES |  | Five Way Tees | A | 127
FLARED GAS COCKS |  | Flared Gas Cocks | A | 13
FLOAT VALVES |  | Ali-Bronze | A | 61
|  | Brass | A | 61, 63, 65
|  | Poly | A | 62-65
FLOAT BALLS/SPARE PARTS |  | Float Balls | A | 66
|  | Accessories/Spare Parts | A | 66-67
FOOT VALVES |  | Brass | A | 21
|  | PVC | A | 21
GASKET RUBBER |  | Gasket Rubber | B | 30
GAL |  | Screwed Fittings | C | 116-119
|  | Steel Sockets BSP | C | 119
|  | Risers | B | 115
|  | Malco Fittings | A | 120
GATE VALVES |  | Flowline | A2 | 4
|  | Brass | A | 4
|  | Bronze | A | 5
|  | Cast Iron | A | 6
|  | PVC | A | 6
|  | Stainless Steel | A | 6
|  | Tested | A | 5
|  | Handles | A | 5
GLOBE VALVES |  | Bronze | A | 7
|  | Stainless Steel | A | 7
HOSE COCKS & ASSEMBLIES |  | Hose Cock & Assemblies | A | 39-43
HOSES |  | Garden | A | 138-139
|  | Pressure | A | 134-137
|  | Suction | A | 141-142
|  | PVC Tubing | A | 140
|  | Lilac Reclaimed | A | 143
LOCKING TANK TAPS |  | Locking Tank Taps | B | 26
PRODUCT | LINK |  | PRODUCT | PAGE
| Please click on link to go to page |  | CODE | NO.
MALE TAILS |  | Brass | A | 74
|  | Poly | A | 79
NUT & TAILS |  | Brass | A | 74
|  | Poly | A | 78
|  | Washers | B | 74
PIPE SADDLES |  | GAL/Nylon & S/S | A | 70
POLY BARBED FITTINGS |  | Poly Barbed Fittings | A | 78-80
POLY SCREWED FITTINGS |  | Poly Screwed Fittings | A | 108-112
POLY RISERS |  | Poly Risers | A | 113-114
PRESSURE GAUGES |  | Stainless Steel | A | 72-73
PRESSURE REDUCING VALVES |  | Pressure Reducing Valves | A | 49
PRESSURE RELIEF VALVES |  | Pressure Relief Valves | A | 49
PVC PRIMING FLUID & CEMENT |  | Red, Blue, Green, Clear | B | 107
PVC FITTINGS |  | DWV | A | 101-105
|  | Pressure | A | 94-100
|  | Stormwater | A | 105-106
PVC COMPRESSION COUPLINGS |  | PVC Comp Couplings | A | 94
PUMP BUCKETS |  | Pump Buckets - Leather | A | 68
RUBBER EXPANSION JOINTS |  | Rubber Expansion Joints | A | 69
RUBBER PIPE COUPLINGS |  | Rubber | A | 120
SNAP ON HOSE FITTINGS |  | Plastic & Brass | A | 44-47
STAINLESS STEEL FITTINGS |  | Stainless Steel Fittings | B | 121
STAINLESS STEEL REPAIR CLAMPS |  | S/S Repair Clamps | A | 53
STEEL HOSE MENDERS |  | Combination Nipples | A | 24-25
STORZ FITTINGS |  | Aluminium | A | 93
STRAINERS |  | S/S, Poly& Gal | A | 23-24
TAP DIVERTERS |  | Plastic & Brass | A | 43
THREAD TAPE & SEALANTS | Thread Tape | Blue Boston | A | 59
|  | Pink Boston | A | 59
|  | Pink Plumbers A1 | A | 59
|  | White | A | 59
|  | Yellow - Gas Boston | B | 59
| Duct Tape | Black | B | 59
|  | Silver | B | 59
| Insulation Tape | Black, Blue, Green Etc. | A | 60
| Liquid Sealant | Boston | A | 60
| Joining Paste | Stag | A | 60
| Thread Paste | Teflon Sealant Paste | A | 60
TANK OUTLETS |  | Brass | A | 55
|  | Poly | A | 56-58
|  | Stainless Steel | A | 55, 58
|  | Spare Parts | A | 57
TEST KITS |  | Test Kits | A | 22
TREACLE VALVES |  | Treacle Valves | A | 25
VAN LEER ADAPTORS |  | Poly Propylene | A | 54
WASTE WATER DIVERTER |  | Waste Water Diverter | B | 143
"Y" STRAINERS |  | Brass | A | 21
|  | Stainless Steel | A | 22
|  | Cast Iron | A | 22
|  | Poly | A | 31-38

## Gate Valves
GATE VALVES |  |  |  |  | Back To Index
PARALLEL FLOWLINE BRAND CAST BRASS GATE VALVE
(200 PSI WORKING PRESSURE)
| CODE | SIZE | EACH | INC GST | A2
| EPGVP 15 | 1/2" | 11.8508 | 13.0359
| EPGVP 20 | 3/4" | 14.6492 | 16.1141
| EPGVP 25 | 1" | 19.7 | 21.67
| EPGVP 32 | 11/4" | 32.53 | 35.783
| EPGVP 40 | 1 1/2" | 41.9 | 46.09
| EPGVP 50 | 2" | 62.4 | 68.64
| EPGVP 65 | 2 1/2" | 118.54 | 130.394
| EPGVP 80 | 3" | 178.9 | 196.79
| EPGVP 100 | 4" | 300.5 | 330.55
TAPERED FLOWLINE BRAND CAST BRASS GATE VALVE
(200 PSI WORKING PRESSURE)
| CODE | SIZE | EACH | INC GST | A2
| EPGVT 15 | 1/2" | 11.8508 | 13.0359
| EPGVT 20 | 3/4" | 14.6492 | 16.1141
| EPGVT 25 | 1" | 19.7 | 21.67
| EPGVT 32 | 11/4" | 32.53 | 35.783
| EPGVT 40 | 1 1/2" | 41.9 | 46.09
| EPGVT 50 | 2" | 62.4 | 68.64
| EPGVT 65 | 2 1/2" | 118.54 | 130.394
| EPGVT 80 | 3" | 178.9 | 196.79
| EPGVT 100 | 4" | 300.5 | 330.55
B.K. BRAND CAST BRASS GATE VALVE
(WITH DUAL O-RING NON RISING STEM BSP PARALLEL
THREAD) | (150 PSI WORKING PRESSURE)
| CODE | SIZE | EACH | INC GST | A
| BKGV 15 | 1/2" | 11.65 | 12.815
| BKGV 20 | 3/4" | 18 | 19.8
| BKGV 25 | 1" | 25.4 | 27.94
| BKGV 32 | 11/4" | 36.25 | 39.875
| BKGV 40 | 1 1/2" | 45.75 | 50.325
| BKGV 50 | 2" | 69.95 | 76.945
| BKGV 65 | 2 1/2" | 157.5 | 173.25
| BKGV 80 | 3" | 196.2 | 215.82
| BKGV 100 | 4" | 332.5 | 365.75
FLOWLINE GATE VALVE HANDLES |  |  |  |  | Back To Index
| CODE | SIZE | EACH | INC GST | A
| GVH15 | 1/2" | 5.7 | 6.27
| GVH20 | 3/4" | 5.7 | 6.27
| GVH25 | 1" | 5.7 | 6.27
| GVH32 | 11/4" | 5.7 | 6.27
| GVH40 | 1 1/2" | 5.7 | 6.27
| GVH50 | 2" | 5.7 | 6.27
| GVH65 | 2 1/2" | 12.33 | 13.563
| GVH80 | 3" | 12.33 | 13.563
| GVH100 | 4" | 12.33 | 13.563
TESTED GATE VALVE
BRONZE BODY - CAST IRON HANDWHEEL To AS1628
| CODE | SIZE | EACH | INC GST | A
| TGV 15 | 1/2" | 36.15 | 39.765
| TGV 20 | 3/4" | 45.43 | 49.973
| TGV 25 | 1" | 65.09 | 71.599
| TGV 32 | 1 1/4" | 92.98 | 102.278
| TGV 40 | 1 1/2" | 122.93 | 135.223
| TGV 50 | 2" | 177.1 | 194.81
| TGV 65 | 2 1/2" | 379.5 | 417.45
| TGV 80 | 3" | 494.5 | 543.95
| TGV 100 | 4" | 898.15 | 987.965
Bronze "T Handle" available for tested gate valves
NON TESTED
BRONZE GATE VALVE (B.S.P. THREAD)
| CODE | SIZE | EACH | INC GST | A
| BZGV 15 | 1/2" | 32.535 | 35.7885
| BZGV 20 | 3/4" | 40.887 | 44.9757
| BZGV 25 | 1" | 58.581 | 64.4391
| BZGV 32 | 1 1/4" | 83.682 | 92.0502
| BZGV 40 | 1 1/2" | 110.637 | 121.7007
| BZGV 50 | 2" | 159.39 | 175.329
| BZGV 65 | 2 1/2" | 341.55 | 375.705
| BZGV 80 | 3" | 445.05 | 489.555
| BZGV 100 | 4" | 808.335 | 889.1685
STAINLESS STEEL GATE VALVES 200 PSI |  |  |  |  | Back To Index
| CODE | SIZE | EACH | INC GST | A
| SGV 15 | 1/2" | 78.95 | 86.845
| SGV 20 | 3/4" | 96.25 | 105.875
| SGV 25 | 1" | 118.13 | 129.943
| SGV 32 | 11/4" | 170.63 | 187.693
| SGV 40 | 1 1/2" | 227.5 | 250.25
| SGV 50 | 2" | 297.5 | 327.25
DUCTILE IRON RESILIANT SEATED GATE VALVE (INSIDE SCREW)
Gate valve, inside screw, cast iron body, bronze trim, EPDM, FBE
position indicator, flanged and drilled to suit table 'E'
NON RISING STEM
| CODE | SIZE | EACH | INC GST | A
| CIGV 50 | 2" | 476 | 523.6
| CIGV 65 | 2 1/2" | 560.5 | 616.55
| CIGV 80 | 3" | 640 | 704
| CIGV 100 | 4" | 896 | 985.6
| CIGV 125 | 5" | 1602.9 | 1763.19
| CIGV 150 | 6" | 1602.5 | 1762.75
| CIGV 200 | 8" | P.O.A. | P.O.A.
| CIGV 250 | 10" | P.O.A. | P.O.A.
| CIGV 300 | 12" | P.O.A. | P.O.A.
PVC GATE VALVE - SOCKET WELD
| CODE | SIZE | EACH | INC GST | A
| PGV 40 | 40mm | 52.95 | 58.245
| PGV 50 | 50mm | 67.41 | 74.151
| PGV 80 | 80mm | 119.15 | 131.065
| PGV 90 (suits storm water) | 90mm | 114.31 | 125.741
| PGV 100 | 100mm | 413.09 | 454.399
| PGV 110 (suits DWV sewer) | 110mm | 393.9 | 433.29
| PGV 150 | 150mm | 1729.17 | 1902.087
BRONZE GLOBE VALVE METAL SEAT BSP F/F |  |  |  |  | Back To Index
| CODE | SIZE | EACH | INC GST | A
| BZGL 15 | 1/2" | 41.7 | 45.87
| BZGL 20 | 3/4" | 59.9 | 65.89
| BZGL 25 | 1" | 78.9 | 86.79
| BZGL 32 | 11/4" | 130 | 143
| BZGL 40 | 1 1/2" | 180.9 | 198.99
| BZGL 50 | 2" | 274 | 301.4
| BZGL 65 | 2 1/2" | 530 | 583
| BZGL 80 | 3" | 745.1 | 819.61
STAINLESS STEEL GLOBE VALVE
| CODE | SIZE | EACH | INC GST | A
| SSGL15 | 1/2" | 78.75 | 86.625
| SSGL20 | 3/4" | 91.88 | 101.068
| SSGL25 | 1" | 118.13 | 129.943
| SSGL32 | 11/4" | 210 | 231
| SSGL40 | 1 1/2" | 262.5 | 288.75
| SSGL50 | 2" | 315 | 346.5
| SSGL65 | 2 1/2" | 669.38 | 736.318
| SSGL80 | 3" | 1050 | 1155

## Flowline Ball Valves
"FLOWLINE" BRAND FORGED BRASS BALL VALVES
BSP PARALLEL THREAD TEFLON SEAL (LONG THREADS)
(With Stainless Steel Handle) |  |  |  | Back To Index
| CODE | SIZE | EACH | INC GST | A1
| EPBV08 | 1/4" | 9.6036 | 10.564
| EPBV10 | 3/8" | 9.7 | 10.67
| EPBV15 | 1/2" | 10.5 | 11.55
| EPBV20 | 3/4" | 15.4 | 16.94
| EPBV25 | 1" | 22.85 | 25.135
| EPBV32 | 1 1/4" | 36.9 | 40.59
| EPBV40 | 1 1/2" | 51.2 | 56.32
| EPBV50 | 2" | 69 | 75.9
| EPBV65 | 2 1/2" | 196 | 215.6
| EPBV80 | 3" | 238.5 | 262.35
| EPBV100 | 4" | 345 | 379.5
"FLOWLINE" BRAND FORGED BRASS BALL VALVE M/F
BSP PARALLEL THREAD TEFLON SEAL (LONG THREADS)
(MALE / FEMALE THREADS)
| CODE | SIZE | EACH | INC GST | A
| EPBVMF15 | 1/2" | 12.0734 | 13.2807
| EPBVMF20 | 3/4" | 19.0588 | 20.9647
| EPBVMF25 | 1" | 26.3516 | 28.9868
| EPBVMF32 | 1 1/4" | 43.407 | 47.7477
| EPBVMF40 | 1 1/2" | 60.3988 | 66.4387
| EPBVMF50 | 2" | 86.814 | 95.4954
"EDENFLOW" BRAND FORGED BRASS BALL VALVE
BSP PARALLEL THREAD TEFLON SEAL
(WITH STAINLESS STEEL HANDLES - BLACK SLEEVE)
| CODE | SIZE | EACH | INC GST | A
| BBV15 | 1/2" | 9.699 | 10.6689
| BBV20 | 3/4" | 13.74 | 15.114
| BBV25 | 1" | 21.95 | 24.145
| BBV32 | 1 1/4" | 34.5 | 37.95
| BBV40 | 1 1/2" | 46.25 | 50.875
| BBV50 | 2" | 71 | 78.1
Back To Index
" EDENPORT BRAND" FORGED BRASS BALL VALVE
BSP PARRALELL THREAD TEFLON SEAL (SHORT THREAD)
| CODE | SIZE | EACH | INC GST | A
| BVS20 | 3/4" | 10.8 | 11.88
| BVS25 | 1" | 17.9 | 19.69
"FLOWLINE" BRAND "LOCKABLE" BRASS BALL VALVES
BSP PARALELL THREAD TEFLON SEAL
(with s/steel handle - blue sleeve)
| CODE | SIZE | EACH | INC GST | A
| EPBVS15L | 1/2" | 18.4652 | 20.3117
| EPBVS20L | 3/4" | 26.9664 | 29.663
| EPBVS25L | 1" | 32.3088 | 35.5397
| EPBVS32L | 1 1/4" | 60.95 | 67.045
| EPBVS40L | 1 1/2" | 83.1994 | 91.5193
| EPBVS50L | 2" | 126.776 | 139.4536
MINI BALL VALVES
FEMALE-FEMALE
| CODE | SIZE | EACH | INC GST | B
| MBV06 | 1/8" | 9.3318 | 10.265
| MBV08 | 1/4" | 9.3318 | 10.265
| MBV10 | 3/8" | 9.3318 | 10.265
| MBV15 | 1/2" | 10.8047 | 11.8852
| MBV20 | 3/4" | 11.1137 | 12.2251
MINI BALL VALVES
MALE-FEMALE
| CODE | SIZE | EACH | INC GST | B
| MBVMF06 | 1/8" | 9.3318 | 10.265
| MBVMF08 | 1/4" | 9.3318 | 10.265
| MBVMF10 | 3/8" | 9.3318 | 10.265
| MBVMF15 | 1/2" | 10.8047 | 11.8852
| MBVMF20 | 3/4" | 11.1137 | 12.2251
T/HEAD BALL VALVES |  |  |  | Back To Index
FEMALE-FEMALE
| CODE | SIZE | EACH | INC GST | B
| THBV15 | 1/2" | 13.7299 | 15.1029
| THBV20 | 3/4" | 20.1262 | 22.1388
| THBV25 | 1" | 28.3971 | 31.2368
T/HEAD BALL VALVES
MALE-FEMALE
| CODE | SIZE | EACH | INC GST | B
| THBVMF15 | 1/2" | 13.7299 | 15.1029
| THBVMF20 | 3/4" | 20.1262 | 22.1388
| THBVMF25 | 1" | 28.3971 | 31.2368
BRASS BALL VALVE HANDLES
| CODE | SIZE | EACH | INC GST | A
| BVH15 | 1/2" | 11.22 | 12.342
| BVH20 | 3/4" | 11.22 | 12.342
| BVH25 | 1" | 11.22 | 12.342
| BVH32 | 1 1/4" | 11.22 | 12.342
| BVH40 | 1 1/2" | 12 | 13.2
| BVH50 | 2" | 12 | 13.2
| BVH80 | 3" | 35 | 38.5
| BVH100 | 4" | 39 | 42.9
3-WAY BRASS BALL VALVES - BOTTOM ENTRY
L-PORT |  |  |  | Back To Index
| CODE | SIZE | EACH | INC GST | A
| LPBV08 | 1/4" | 71.53 | 78.683
| LPBV10 | 3/8" | 71.53 | 78.683
| LPBV15 | 1/2" | 80.96 | 89.056
| LPBV20 | 3/4" | 109.25 | 120.175
| LPBV25 | 1" | 145.14 | 159.654
| LPBV32 | 11/4" | 222.66 | 244.926
| LPBV40 | 1 1/2" | 330 | 363
| LPBV50 | 2" | 456.47 | 502.117
| LPBV80 | 3" | $ POA | $ POA
3-WAY BRASS BALL VALVES - BOTTOM ENTRY
T- PORT
| CODE | SIZE | EACH | INC GST | A
| TPBV08 | 1/4" | 71.53 | 78.683
| TPBV10 | 3/8" | 71.53 | 78.683
| TPBV15 | 1/2" | 80.96 | 89.056
| TPBV20 | 3/4" | 109.25 | 120.175
| TPBV25 | 1" | 145.14 | 159.654
| TPBV32 | 11/4" | 222.66 | 244.926
| TPBV40 | 11/2" | 330 | 363
| TPBV50 | 2" | 456.47 | 502.117
3-WAY BRASS BALL VALVES
SIDE ENTRY T-PORT
| CODE | SIZE | EACH | INC GST | A
| 3WBV20 | 3/4" | 50.78 | 55.858
| 3WBV25 | 1" | 73.14 | 80.454

## Gas Ball Valves
A.G.A. APPROVED BALL VALVE |  |  |  | Back To Index
BRASS BALL VALVE
| CODE |  | SIZE | EACH | INC GST | A
| AGABV 08 |  | 1/4" | 14.1 | 15.51
| AGABV 10 |  | 3/8" | 18.75 | 20.625
| AGABV 15 |  | 1/2" | 19.72 | 21.692
| AGABV 20 |  | 3/4" | 26.25 | 28.875
| AGABV 25 |  | 1" | 41.25 | 45.375
| AGABV 32 |  | 1 1/4" | 67.5 | 74.25
| AGABV 40 |  | 1 1/2" | 97.5 | 107.25
| AGABV 50 |  | 2" | 145 | 159.5
| AGABV 65 |  | 2 1/2" | 247 | 271.7
| AGABV 80 |  | 3" | P.O.A | P.O.A
| AGABV 100 |  | 4" | P.O.A | P.O.A
A.G.A. BRASS BALL VALVE M/F
| CODE |  | SIZE | EACH | INC GST | A
| AGABVMF08 |  | 1/4" | 13.98 | 15.378
| AGABVMF10 |  | 3/8" | 18.75 | 20.625
| AGABVMF15 |  | 1/2" | 18.75 | 20.625
| AGABVMF20 |  | 3/4" | 28.25 | 31.075
| AGABVMF25 |  | 1" | 42.5 | 46.75
| AGABVMF32 |  | 1 1/4" | 71.25 | 78.375
| AGABVMF40 |  | 1 1/2" | 97.8 | 107.58
| AGABVMF50 |  | 2" | 153.75 | 169.125
A.G.A. T-HEAD BALL VALVE F/F
| CODE |  | SIZE | EACH | INC GST | A
| AGATHBV08 |  | 1/4" | 12.4 | 13.64
| AGATHBV10 |  | 3/8" | 18.75 | 20.625
| AGATHBV15 |  | 1/2" | 18.75 | 20.625
| AGATHBV20 |  | 3/4" | 28.25 | 31.075
| AGATHBV25 |  | 1" | 44.25 | 48.675
A.G.A. T-HEAD BALL VALVE M/F
| CODE |  | SIZE | EACH | INC GST | A
| AGATHBVMF08 |  | 1/4" | 12.4 | 13.64
| AGATHBVMF10 |  | 3/8" | 18.75 | 20.625
| AGATHBVMF15 |  | 1/2" | 18.75 | 20.625
| AGATHBVMF20 |  | 3/4" | 28.25 | 31.075
| AGATHBVMF25 |  | 1" | 44.25 | 48.675
FLARED GAS COCKS |  |  |  | Back To Index
| CODE | SIZE | EACH | INC GST | A
| FGC 10 | 3/8" | 25.3 | 27.83
| FGC 15 | 1/2" | 20.7 | 22.77
| FGC 20 | 3/4" | 26.01 | 28.611
D.R.WATER MARKED BRASS BALL VALVES
WATER MARKED BALL VALVE FORGED WITH WATERMARK
LIC 161 AGA APPROVAL 5273
| CODE | MM | SIZE | EACH | INC GST | A
| TBV 08 | 8mm | 1/4" | 17.1 | 18.81
| TBV 10 | 10mm | 3/8" | 21.62 | 23.782
| TBV 15 | 15mm | 1/2" | 18 | 19.8
| TBV 20 | 20mm | 3/4" | 22.8 | 25.08
| TBV 25 | 25mm | 1" | 43.4 | 47.74
| TBV 32 | 32mm | 1 1/4" | 65 | 71.5
| TBV 40 | 40mm | 1 1/2" | 108 | 118.8
| TBV 50 | 50mm | 2" | 163.9 | 180.29
| TBV 65 | 65mm | 2 1/2" | 362.5 | 398.75
| TBV 80 | 80mm | 3" | 455 | 500.5
| TBV 100 | 100mm | 4" | 694.6 | 764.06
D.R.WATER MARKED BRASS BALL VALVES MALE/FEMALE
WATER MARKED BALL VALVE FORGED WITH WATERMARK
LIC 161 AGA APPROVAL 5273
| CODE | MM | SIZE | EACH | INC GST | A
| TBV15MF | 15mm | 1/2" | 18 | 19.8
| TBV20MF | 20mm | 3/4" | 22.8 | 25.08
| TBV25MF | 25mm | 1" | 43.4 | 47.74
| TBV32MF | 32mm | 1 1/4" | 65 | 71.5
| TBV40MF | 40mm | 1 1/2" | 108 | 118.8
| TBV50MF | 50mm | 2" | 163.9 | 180.29

## SS Ball Valves
STAINLESS STEEL BALL VALVE (1 PIECE)
(ALL METAL PARTS ARE STAINLESS STEEL) |  |  |  | Back To Index
MAX WORK PRESS 1000PSI With locking device
| CODE | SIZE | EACH | INC GST | B
| SSBV1 08 | 1/4" | 25.16 | 27.676
| SSBV1 10 | 3/8" | 25.16 | 27.676
| SSBV1 15 | 1/2" | 25.66 | 28.226
| SSBV1 20 | 3/4" | 34.2 | 37.62
| SSBV1 25 | 1" | 46.85 | 51.535
MODEL: S1P | SSBV1 32 | 1 1/4" | 75.1 | 82.61
BORE REDUCED | SSBV1 40 | 1 1/2" | 79 | 86.9
ENDS BSP | SSBV1 50 | 2" | 123 | 135.3
STAINLESS STEEL BALL VALVE (2 PIECE)
(ALL METAL PARTS ARE STAINLESS STEEL)
MAX WORK PRESS 1000PSI With locking device
| CODE | SIZE | EACH | INC GST | B
| SSBV2 08 | 1/4" | 32.3 | 35.53
| SSBV2 10 | 3/8" | 32.3 | 35.53
| SSBV2 15 | 1/2" | 36.6 | 40.26
| SSBV2 20 | 3/4" | 43 | 47.3
| SSBV2 25 | 1" | 61 | 67.1
| SSBV2 32 | 1 1/4" | 96.4 | 106.04
| SSBV2 40 | 1 1/2" | 137 | 150.7
MODEL S2P | SSBV2 50 | 2" | 211.2 | 232.32
BORE FULL BORE | SSBV2 65 | 2 1/2" | 379 | 416.9
ENDS BSP | SSBV2 80 | 3" | 587.5 | 646.25
STAINLESS STEEL BALL VALVE (3 PIECE)
(ALL METAL PARTS ARE STAINLESS STEEL)
MAX WORK PRESS 1000PSI With locking device
| CODE | SIZE | EACH | INC GST | B
| SSBV3 08 | 1/4" | 48.13 | 52.943
| SSBV3 10 | 3/8" | 48.13 | 52.943
| SSBV3 15 | 1/2" | 52.5 | 57.75
| SSBV3 20 | 3/4" | 63.44 | 69.784
| SSBV3 25 | 1" | 91.88 | 101.068
| SSBV3 32 | 1 1/4" | 161.87 | 178.057
MODEL S3P | SSBV3 40 | 1 1/2" | 183.75 | 202.125
BORE FULL BORE | SSBV3 50 | 2" | 275.63 | 303.193
ENDS BSP NPT S.W. B. | SSBV3 65 | 2 1/2" | 516.25 | 567.875
| SSBV3 80 | 3" | 743.75 | 818.125
| SSBV3100 | 4" | 1334.38 | 1467.818

## PVC & Poly Ball Valves
P.V.C. COMPACT BALL VALVES THREADED |  |  |  | Back To Index
WHITE BODY, RED HANDLE, EPDM SEAT
| CODE | SIZE | EACH | INC GST | A3
| PVCBV 15 | 1/2" | 5.8 | 6.38
| PVCBV 20 | 3/4" | 7.25 | 7.975
| PVCBV 25 | 1" | 7.5 | 8.25
| PVCBV 32 | 11/4" | 14.2 | 15.62
| PVCBV 40 | 1 1/2" | 18 | 19.8
| PVCBV 50 | 2" | 26.5 | 29.15
| PVCBV 65 | 2 1/2" | 90 | 99
| PVCBV 80 | 3" | 94.234 | 103.6574
| PVCBV 100 | 4" | 168.964 | 185.8604
P.V.C. BALL VALVES THREADED
(S.H. BRAND)
| CODE | SIZE | EACH | INC GST | A
| SHPVC 15 | 1/2" | 10.252 | 11.2772
| SHPVC 20 | 3/4" | 13.893 | 15.2823
| SHPVC 25 | 1" | 20.119 | 22.1309
| SHPVC 32 | 11/4" | 24.035 | 26.4385
| SHPVC 40 | 1 1/2" | 41.591 | 45.7501
| SHPVC 50 | 2" | 53.889 | 59.2779
| SHPVC 80 | 3" | 203.28 | 223.608
| SHPVC 100 | 4" | 430.1 | 473.11
DOUBLE UNION PVC BALL VALVE
(THREADED)
| CODE | SIZE | EACH | INC GST | A
| DUPVC 10 | 3/8" | POA | POA
| DUPVC 15 | 1/2" | 17.385 | 19.1235
| DUPVC 20 | 3/4" | 22.8 | 25.08
| DUPVC 25 | 1" | 34.086 | 37.4946
| DUPVC 32 | 11/4" | 41.154 | 45.2694
| DUPVC 40 | 1 1/2" | 43.32 | 47.652
| DUPVC 50 | 2" | 47.88 | 52.668
| DUPVC 65 | 2 1/2" | 468.027 | 514.8297
| DUPVC 80 | 3" | 640.3722 | 704.4094
| DUPVC 100 | 4" | 1081.1076 | 1189.2184
P.V.C. COMPACT BALL VALVES SOCKET WELD
WHITE BODY, RED HANDLE, EPDM SEAT |  |  |  | Back To Index
| CODE | SIZE | EACH | INC GST | A3
| PVCBVS 15 | 1/2" | 5.8 | 6.38
| PVCBVS 20 | 3/4" | 7.25 | 7.975
| PVCBVS 25 | 1" | 7.5 | 8.25
| PVCBVS 32 | 11/4" | 14.2 | 15.62
| PVCBVS 40 | 1 1/2" | 18 | 19.8
| PVCBVS 50 | 2" | 26.5 | 29.15
| PVCBVS 65 | 2 1/2" | 90 | 99
| PVCBVS 80 | 3" | 94.23 | 103.653
| PVCBVS 100 | 4" | 168.96 | 185.856
P.V.C. BALL VALVES SOCKET WELD
(S.H. BRAND)
| CODE | SIZE | EACH | INC GST | A
| SHPVCS 15 | 1/2" | 10.252 | 11.2772
| SHPVCS 20 | 3/4" | 13.893 | 15.2823
| SHPVCS 25 | 1" | 20.119 | 22.1309
| SHPVCS 32 | 11/4" | 24.035 | 26.4385
| SHPVCS 40 | 1 1/2" | 41.591 | 45.7501
| SHPVCS 50 | 2" | 53.889 | 59.2779
DOUBLE UNION PVC BALL VALVE
(SOCKET WELD)
| CODE | SIZE | EACH | INC GST | A
| DUPVCS 10 | 3/8" | $ POA | $ POA
| DUPVCS 15 | 1/2" | 17.385 | 19.1235
| DUPVCS 20 | 3/4" | 22.8 | 25.08
| DUPVCS 25 | 1" | 34.086 | 37.4946
| DUPVCS 32 | 11/4" | 41.154 | 45.2694
| DUPVCS 40 | 1 1/2" | 43.32 | 47.652
| DUPVCS 50 | 2" | 47.88 | 52.668
| DUPVCS 65 | 2 1/2" | 468.027 | 514.8297
| DUPVCS 80 | 3" | 640.3722 | 704.4094
| DUPVCS 100 | 4" | 1081.1076 | 1189.2184
PVC 3-WAY BALL VALVE |  |  |  | Back To Index
(L - PORT BSP THREAD)
| CODE | SIZE | EACH | INC GST | A
| PVCLPBV 15 | 1/2" | 283.2 | 311.52
| PVCLPBV 20 | 3/4" | 328 | 360.8
| PVCLPBV 25 | 1" | 406.4 | 447.04
| PVCLPBV 32 | 1 1/4" | 489.6 | 538.56
| PVCLPBV 40 | 1 1/2" | 592 | 651.2
| PVCLPBV 50 | 2" | 747.2 | 821.92
PVC 3-WAY BALL VALVE
(T- PORT BSP THREAD)
| CODE | SIZE | EACH | INC GST | A
| PVCTPBV 15 | 1/2" | 259.2 | 285.12
| PVCTPBV 20 | 3/4" | 300.8 | 330.88
| PVCTPBV 25 | 1" | 372.8 | 410.08
| PVCTPBV 32 | 1 1/4" | 449.6 | 494.56
| PVCTPBV 40 | 1 1/2" | 542.4 | 596.64
| PVCTPBV 50 | 2" | 684.8 | 753.28
SOCKET WELD AVAILABLE UPON REQUEST
POLYPROPYLENE BALL VALVE (LEVER HANDLE TYPE)
| CODE | SIZE | EACH | INC GST | A
| PPBV15 | 1/2" | 13.51 | 14.861
| PPBV20 | 3/4" | 14.74 | 16.214
| PPBV25 | 1" | 24.61 | 27.071
| PPBV32 | 1 1/4" | 41.69 | 45.859
| PPBV40 | 1 1/2" | 62.53 | 68.783
| PPBV50 | 2" | 94.16 | 103.576
POLYPROPYLENE BALL VALVE (T HANDLE TYPE) |  |  |  | Back To Index
| CODE | SIZE | EACH | INC GST | A
| PPBV15TH | 1/2" | 13.51 | 14.861
| PPBV20TH | 3/4" | 14.74 | 16.214
| PPBV25TH | 1" | 24.61 | 27.071
| PPBV32TH | 1 1/4" | 41.69 | 45.859
BANJO POLYPROPYLENE 4 BOLTED BALL VALVES
Maximum PSI 150
CODE | DESCRIPTION | PIPE SIZE | EACH | INC GST | A
V050 | 1/2" Full Port Valve | 1/2" | 123.84 | 136.224
V075 | 3/4" Full Port Valve | 3/4" | 123.84 | 136.224
V100 | 1" Standard Port Valve | 1" | 123.84 | 136.224
V100FP | 1" Full Port Valve | 1" | 136.56 | 150.216
V125 | 11/4" Standard Part Valve | 1 1/4" | 136.56 | 150.216
V125FP | 11/4"Full Port Valve | 1 1/4" | 175.53 | 193.083
V150 | 1 1/2" Full Port Valve | 1 1/2" | 175.53 | 193.083
V200 | 2" Standard Port Valve | 2" | 175.53 | 193.083
BANJO POLYPROPYLENE 6 BOLTED BALL VALVES
Maximum PSI 150
CODE | DESCRIPTION | PIPE SIZE | EACH | INC GST | A
V200FP | 2" Full Port Valve 150PSI | 2" | 247.2 | 271.92
V300 | 3" Standard Port Valve 100PSI | 3" | 397.92 | 437.712
V300FP | 3" Full Port Valve 100PSI | 3" | 590.75 | 649.825
V400 | 4" Standard Port Valve 75PSI | 4" | 1291.08 | 1420.188
Spare Parts available on request
SWIMMING POOL PVC BALL VALVES
AQUA 2-WAY FULL BORE ROTARY VALVE (ABS) (Socket Weld)
| CODE | SIZE | EACH | INC GST | A
| A2W 40 | 40mm | 90.5134 | 99.5647
| A2W 50 | 50mm | 109.4768 | 120.4245
ROTARY VALVE 3-WAY (ABS) (Socket Weld)
| CODE | SIZE | EACH | INC GST | A
| A3W 40 | 40mm | 91.8596 | 101.0456
| A3W 50 | 50mm | 115.2538 | 126.7792

## Butterfly Valves
Cast Iron Butterfly Valve - Lever |  |  |  | Back To Index
General purpose wafer pattern type, cast iron body, 316 stainless steel disc,
stainless steel stem EPDM replaceable seat / liner, long neck design
10 position notch plate & lever, flange bolt locating holes to suit table 'E'
Options :- Nitrile seat / liner, memory stop with lock open / close facility,
Locking lever, larger sizes
| CODE | SIZE | EACH | INC GST | A
| CIBFV50 | 2" | 162.59 | 178.849
| CIBFV65 | 2 1/2" | 187.6 | 206.36
| CIBFV80 | 3" | 220.95 | 243.045
| CIBFV100 | 4" | 270.97 | 298.067
| CIBFV125 | 5" | 340 | 374
| CIBFV150 | 6" | 491.91 | 541.101
| CIBFV200 | 8" | 717.03 | 788.733
Cast Iron Butterfly Valve - Lever
General purpose lugged pattern type, cast iron body, 316 stainless steel disc,
stainless steel stem EPDM replaceable seat / liner, long neck design
10 position notch plate & lever, flange bolt locating holes to suit table 'E'
drilled and tapped metric threads
Options :- Nitrile seat / liner, memory stop with lock open / close facility,
Locking lever, larger sizes
| CODE | SIZE | EACH | INC GST | A
| CIBFVL50 | 2" | 214.76 | 236.236
| CIBFVL65 | 2 1/2" | 231.37 | 254.507
| CIBFVL80 | 3" | 247.97 | 272.767
| CIBFVL100 | 4" | 314.39 | 345.829
| CIBFVL125 | 5" | 385.97 | 424.567
| CIBFVL150 | 6" | 457.77 | 503.547
| CIBFVL200 | 8" | 799.54 | 879.494
PVC BUTTERFLY VALVES - LEVER TYPE
(BLUE HANDLE)
| CODE | SIZE | EACH | INC GST | A
| PVCBFV50 | 2" | 432.69 | 475.959
| PVCBFV65 | 2 1/2" | 444.76 | 489.236
| PVCBFV80 | 3" | 511.18 | 562.298
| PVCBFV100 | 4" | 567.53 | 624.283
| PVCBFV150 | 6" | 790.91 | 870.001
| PVCBFV200 | 8" | 1390.64 | 1529.704
| PVCBFV250 | 10" | 2213.75 | 2435.125
| PVCBFV300 | 12" | 3401.13 | 3741.243
250mm & 300mm Gear Box Operated Only
Back To Index
WAFER BUTTERFLY VALVE - EPDM SEAT, 2 PISTON DA ACTUATOR
| CODE | SIZE | EACH | INC GST | A
| AABV50W | 2" | 416.25 | 457.875
| AABV65W | 21/2" | 442.5 | 486.75
| AABV80W | 3" | 462.5 | 508.75
| AABV100W | 4" | 592.5 | 651.75
| AABV125W | 5" | 750 | 825
| AABV150W | 6" | 825.1 | 907.61
| AABV200W | 8" | 1203.75 | 1324.125
WAFER BUTTERFLY VALVE - EPDM SEAT, 2 PISTON SR ACTUATOR
| CODE | SIZE | EACH | INC GST | A
| SRBFV50W | 2" | 464 | 510.4
| SRBFV65W | 21/2" | 525 | 577.5
| SRBFV80W | 3" | 543.75 | 598.125
| SRBFV100W | 4" | 678.75 | 746.625
| SRBFV125W | 5" | 903.75 | 994.125
| SRBFV150W | 6" | 1162.5 | 1278.75
| SRBFV200W | 8" | 1432.5 | 1575.75
LUGGED BUTTERFLY VALVE - EPDM SEAT, 2 PISTON DA ACTUATOR
| CODE | SIZE | EACH | INC GST | A
| AABV50L | 2" | 431.25 | 474.375
| AABV65L | 2 1/2" | 472.5 | 519.75
| AABV80L | 3" | 498.75 | 548.625
| AABV100L | 4" | 663.75 | 730.125
| AABV125L | 5" | 836.25 | 919.875
| AABV150L | 6" | 930 | 1023
| AABV200L | 8" | 1335 | 1468.5
LUGGED BUTTERFLY VALVE - EPDM SEAT 2 PISTON SR ACTUATOR
| CODE | SIZE | EACH | INC GST | A
| SRBFV50L | 2" | 472.5 | 519.75
| SRBFV65L | 2 1/2" | 558.75 | 614.625
| SRBFV80L | 3" | 585 | 643.5
| SRBFV100L | 4" | 757.5 | 833.25
| SRBFV125L | 5" | 997.5 | 1097.25
| SRBFV150L | 6" | 1260 | 1386
| SRBFV200L | 8" | 1608.75 | 1769.625

## Foot Valves
PVC FOOT VALVES |  |  |  | Back To Index
| CODE | SIZE | EACH | INC GST | A
| PVC FVB 20 | 3/4" | 8.8072 | 9.6879
| PVC FVB 25 | 1" | 15.5107 | 17.0618
| PVC FVB 32 | 11/4" | 19.1077 | 21.0185
| PVC FVB 40 | 11/2" | 21.8109 | 23.992
| PVC FVB 50 | 2" | 25.3207 | 27.8528
| PVC FVB 80 | 3" | 109.2624 | 120.1886
| PVC FVB 100 | 4" | 251.4127 | 276.554
CAST BRASS FOOT VALVES
| CODE | SIZE | EACH | INC GST | A
| BFV15 | 1/2" | 13.7592 | 15.1351
| BFV20 | 3 / 4" | 13.7592 | 15.1351
| BFV25 | 1" | 16.6296 | 18.2926
| BFV32 | 11/4" | 22.2664 | 24.493
| BFV40 | 1 1/2 " | 31.6992 | 34.8691
| BFV50 | 2" | 38.5736 | 42.431
| BFV65 | 2 1/2" | 90.7296 | 99.8026
| BFV80 | 3" | 119.7248 | 131.6973
| BFV100 | 4" | 218.4624 | 240.3086
BRASS "Y" STRAINER WITH STAINLESS
STEEL STRAINER
| CODE | SIZE | EACH | INC GST | A
| BRYS 15 | 1/2" | 13.0295 | 14.3325
| BRYS 20 | 3/4" | 19.3949 | 21.3344
| BRYS 25 | 1" | 25.9972 | 28.5969
| BRYS 32 | 1 1/4" | 44.3827 | 48.821
| BRYS 40 | 1 1/2" | 54.9608 | 60.4569
| BRYS 50 | 2" | 81.4318 | 89.575
| BRYS 65 | 2 1/2" | P.O.A. | P.O.A.
| BRYS 80 | 3" | P.O.A. | P.O.A.
| BRYS 100 | 4" | P.O.A. | P.O.A.
Cast Iron Y Strainer |  |  | Back To Index
Back To Index
'Strainer Mate' Y-Strainer cast iron body and cover, S/S perforated
strainer, bolted cover with drain plug, drilled to suit table 'E' flanges
| CODE | SIZE | EACH | INC GST | A
| CIYS50 | 2" | 267.75 | 294.525
| CIYS65 | 2 1/2" | 386.75 | 425.425
| CIYS80 | 3" | 437.75 | 481.525
| CIYS100 | 4" | 560 | 616
| CIYS150 | 6" | 990.25 | 1089.275
| CIYS200 | 8" | POA | POA
STAINLESS STEEL Y - STRAINER
| CODE | SIZE | EACH | INC GST | A
| SSYS08 | 1/4" | 39.38 | 43.318
| SSYS10 | 3/8" | 39.38 | 43.318
| SSYS15 | 1/2" | 39.38 | 43.318
| SSYS20 | 3/4" | 52.5 | 57.75
| SSYS25 | 1" | 70 | 77
| SSYS32 | 1 1/4" | 96.25 | 105.875
| SSYS40 | 1 1/2" | 140 | 154
| SSYS50 | 2" | 196.88 | 216.568
| SSYS65 | 2 1/2" | 612.5 | 673.75
| SSYS80 | 3" | 940.63 | 1034.693
BLACK POLY DRUM TAP
3/4" BSP Thread |  |  | SINGLE BUY
| CODE | SIZE | EACH | INC GST | B
| PDT 20 | 3/4" | 7.71 | 8.48
| PDT 20 (30 buy) |  | 6.61 | 7.27
| PDT 20 (100 buy) |  | 4.6 | 5.06
Aeroflow Drum Tap with Dawson Nut
| CODE | SIZE | EACH | INC GST | B
| ADT20 | 3/4" | 33.93 | 37.323
BSP Thread
(Flowrate - 5LPM)
PRESSURE GAUGE TEST KIT
| CODE | PSI | EACH | INC GST | A
| RTG300 | 300PSI | 63.63 | 69.993

## Strainers
STAINLESS STEEL STRAINER |  |  |  | Back To Index
With Metal Thread
| CODE | SIZE | EACH | INC GST | A
| SSS10 | 3/8" | $ POA | $ POA
| SSS15 | 1/2" | 6.8 | 7.48
| SSS20 | 3/4" | 6.8 | 7.48
| SSS25 | 1" | 9.05 | 9.955
| SSS32 | 1 1/4" | 11.9 | 13.09
| SSS40 | 1 1/2" | 12.8 | 14.08
| SSS50 | 2" | 15.4 | 16.94
| SSS65 | 2 1/2" | 48 | 52.8
| SSS80 | 3" | 51.67 | 56.837
| SSS100 | 4" | 87.98 | 96.778
With Plastic Thread
| CODE | SIZE | EACH | INC GST | A
| SSSP10 | 3/8" | 8.31 | 9.141
| SSSP15 | 1/2" | 6.5 | 7.15
| SSSP20 | 3/4" | 8 | 8.8
| SSSP25 | 1" | 9.1 | 10.01
| SSSP32 | 1 1/4" | 12.65 | 13.915
| SSSP40 | 1 1/2" | 13.3 | 14.63
| SSSP50 | 2" | 15.9 | 17.49
| SSSP65 | 2 1/2" | 46 | 50.6
| SSSP80 | 3" | 51.67 | 56.837
| SSSP100 | 4" | 87.98 | 96.778
Polypropylene Strainer & Hose Tail
| CODE | SIZE | EACH | INC GST | A
| PSHT 32 | 1 1/4" | 24.3 | 26.73
| PSHT 40 | 1 1/2" | 24.98 | 27.478
| PSHT 50 | 2" | 26.4 | 29.04
| PSHT 80 | 3" | 28.61 | 31.471
Galvanised Strainer & Hose Tail |  |  |  | Back To Index
| CODE | SIZE | EACH | INC GST | A
| GSHT 40 | 1 1/2" | 43.16 | 47.476
| GSHT 50 | 2" | 53.6016 | 58.9618
| GSHT 65 | 2 1/2" | 78.5824 | 86.4406
| GSHT 80 | 3" | 91.7904 | 100.9694
| GSHT 100 | 4" | 119.444 | 131.3884
| GSHT 150 | 6" | 331.7184 | 364.8902
| GSHT 200 | 8" | 728.1976 | 801.0174
Gal Steel Basket Strainer BSP
| CODE | SIZE | EACH | INC GST | A
| GSBS40 | 1 1/2" | 27 | 29.7
| GSBS50 | 2" | 34.8 | 38.28
| GSBS65 | 2 1/2" | 47.1 | 51.81
| GSBS75 | 3" | 55 | 60.5
| GSBS100 | 4" | 62.95 | 69.245
| GSBS150 | 6" | 180 | 198
STEEL COMBINATION NIPPLES BSP
| CODE | SIZE | EACH | INC GST | A
| CN15 | 1/2" | 4.5 | 4.95
| CN20 | 3/4" | 6 | 6.6
| CN25 | 1" | 7.5 | 8.25
| CN32 | 1 1/4" | 8.98 | 9.878
| CN40 | 1 1/2" | 16 | 17.6
| CN50 | 2" | 19 | 20.9
| CN65 | 2 1/2" | 31.5 | 34.65
| CN80 | 3" | 36.9 | 40.59
| CN100 | 4" | 56.5 | 62.15
| CN150 | 6" | 151 | 166.1
NPT Available upon request
STEEL FLANGED HOSETAIL HEAVY DUTY ( Table D/E)
Back To Index
| CODE | SIZE | EACH | INC GST | A
| SFHT32D | 1 1/4" | 94.62 | 104.082
| SFHT40D | 1 1/2" | 110.37 | 121.407
| SFHT50D | 2" | 133.35 | 146.685
| SFHT65D | 2 1/2" | 162.77 | 179.047
| SFHT80D | 3" | 197.07 | 216.777
| SFHT100D | 4" | 272.75 | 300.025
| SFHT100E | 4" | 272.75 | 300.025
| SFHT150D | 6" | 538.19 | 592.009
| SFHT150E | 6" | 538.19 | 592.009
Steel Hose Menders - Heavy Duty
| CODE | SIZE | EACH | INC GST | A
| SHM15 | 1/2" | 5.5 | 6.05
| SHM20 | 3/4" | 7.45 | 8.195
| SHM25 | 1" | 10.65 | 11.715
| SHM32 | 1 1/4" | 10.69 | 11.759
| SHM40 | 1 1/2" | 11.77 | 12.947
| SHM50 | 2" | 19.49 | 21.439
| SHM65 | 2 1/2" | 25.5 | 28.05
| SHM80 | 3" | 34.45 | 37.895
| SHM100 | 4" | 52.45 | 57.695
| SHM150 | 6" | 109.35 | 120.285
| SHM200 | 8" | 224.7 | 247.17
BRASS TREACLE VALVE
| CODE | SIZE | EACH | INC GST | A
| TREACLE GATE | 50mm | 294.56 | 324.016

## Hose Taps
BRASS LEVERED BALL HOSE TAP |  |  | Back To Index
| CODE | SIZE | EACH | INC GST | A
| BHT15 | 1/2" | 13.95 | 15.345
| BHT20 | 3/4" | 17.94 | 19.734
| BHT25 | 1" | 21.93 | 24.123
POLYPROPYLENE HOSE TAPS
| CODE | SIZE | EACH | INC GST | A
| PHT 15 | 1/2" | 22.23 | 24.453
| PHT 20 | 3/4" | 33.44 | 36.784
| PHT 25 | 1" | 41.11 | 45.221
DR BRASS BALL HOSE TAPS
| CODE | SIZE | EACH | INC GST | A
| BHC15 | 1/2" | 23.79 | 26.169
| BHC20 | 3/4" | 29.78 | 32.758
LOCKING TANK TAP
| CODE | SIZE | EACH | INC GST | B
| LTT15 | 1/2" X 3/4" | 17.25 | 18.975
| LTT20 | 3/4" X 3/4" | 17.83 | 19.613
| LTT25 | 1" X 3/4" | 19.09 | 20.999
| LOCK Brass padlock to suit |  | 1.44 | 1.584
BRASS BALL VALVE NOZZLES
WITH BRASS MALE TAIL & BRASS FIRE NOZZLE
| CODE | SIZE | EACH | INC GST | A
| BBVN15 | 1/2" | 32.656 | 35.9216
| BBVN20 | 3/4" | 41.86 | 46.046
| BBVN25 | 1" | 44.252 | 48.6772
NOZZLE ONLY
| CODE | SIZE | EACH | INC GST | A
| BBVN15 only | 1/2" | 15.6 | 17.16
| BBVN20 only | 3/4" | 17.94 | 19.734

## Check Valves
BRASS SWING CHECK VALVES |  |  |  | Back To Index
(WITH BRASS SEAT)
| CODE | SIZE | EACH | INC GST | A
| SCVB 15 | 1/2" | 10.6808 | 11.7489
| SCVB 20 | 3/4" | 14.4352 | 15.8787
| SCVB 25 | 1" | 20.696 | 22.7656
| SCVB 32 | 1 1/4" | 28.8912 | 31.7803
| SCVB 40 | 1 1/2" | 40.6952 | 44.7647
| SCVB 50 | 2" | 62.7016 | 68.9718
| SCVB 65 | 2 1/2" | 135.252 | 148.7772
| SCVB 80 | 3" | 162.7288 | 179.0017
| SCVB 100 | 4" | 272.688 | 299.9568
BRASS SWING CHECK VALVES
(WITH RUBBER SEAT)
| CODE | SIZE | EACH | INC GST | A
| SCVR 15 | 1/2" | 12.1472 | 13.3619
| SCVR 20 | 3/4" | 27.664 | 30.4304
| SCVR 25 | 1" | 23.2648 | 25.5913
| SCVR 32 | 1 1/4" | 53.5288 | 58.8817
| SCVR 40 | 1 1/2" | 79.6536 | 87.619
| SCVR 50 | 2" | 103.9376 | 114.3314
| SCVR 65 | 2 1/2" | 163.852 | 180.2372
| SCVR 80 | 3" | 263.5048 | 289.8553
| SCVR 100 | 4" | 470.4232 | 517.4655
TESTED BRONZE SWING CHECK VALVES
AS 1628
| CODE | SIZE | EACH | INC GST | A
| TSCV15 | 1/2" | 56.79 | 62.469
| TSCV20 | 3/4" | 63.1 | 69.41
| TSCV25 | 1" | 91.49 | 100.639
| TSCV32 | 11/4" | 141.98 | 156.178
| TSCV40 | 1 1/2" | 201.92 | 222.112
| TSCV50 | 2" | 290.26 | 319.286
| TSCV65 | 2 1/2" | $ POA | $ POA
| TSCV80 | 3" | $ POA | $ POA
| TSCV100 | 4" | $ POA | $ POA
STAINLESS STEEL SWING CHECK VALVES |  |  |  | Back To Index
| CODE | SIZE | EACH | INC GST | A
| SSCV15 | 1/2" | 52.5 | 57.75
| SSCV20 | 3/4" | 65.63 | 72.193
| SSCV25 | 1" | 96.25 | 105.875
| SSCV32 | 11/4" | 135.63 | 149.193
| SSCV40 | 1 1/2" | 183.95 | 202.345
| SSCV50 | 2" | 227.5 | 250.25
| SSCV65 | 2 1/2" | 656.25 | 721.875
| SSCV80 | 3" | 1050 | 1155
CAST IRON SWING CHECK VALVE
Swing type disc, bolted cover, cast iron body,
bronze trim, S/S hinge, flanged and drilled to
suit table "E"
| CODE | SIZE | EACH | INC GST | A
| CISCV50 | 2" | 558.5 | 614.35
| CISCV65 | 2 1/2" | 703 | 773.3
| CISCV80 | 3" | 778 | 855.8
| CISCV100 | 4" | 1044 | 1148.4
| CISCV125 | 5" | 1522 | 1674.2
| CISCV150 | 6" | 1906.68 | 2097.348
| CISCV200 | 8" | POA | POA
PVC SWING CHECK VALVES - SOCKET WELD
Pressure Rating 125PSI
| CODE | SIZE | EACH | INC GST | A
| PSCV 25 | 25mm | 63.396 | 69.7356
| PSCV 32 | 32mm | 85.32 | 93.852
| PSCV 40 | 40mm | 86.292 | 94.9212
| PSCV 50 | 50mm | 115.452 | 126.9972
| PSCV 80 | 80mm | 253.7784 | 279.1562
| PSCV 100 | 100mm | 409.8708 | 450.8579
BRASS SPRING CHECK VALVES ( with brass Insert)
| CODE | SIZE | EACH | INC GST | A
| SPRCV 10 | 3/8" | 19.224 | 21.1464
| SPRCV 15 | 1/2" | 11.4372 | 12.5809
| SPRCV 20 | 3/4" | 15.1848 | 16.7033
| SPRCV 25 | 1" | 20.628 | 22.6908
| SPRCV 32 | 1 1/4" | 30.9744 | 34.0718
| SPRCV 40 | 1 1/2" | 40.77 | 44.847
| SPRCV 50 | 2" | 55.674 | 61.2414
| SPRCV 65 | 2 1/2" | 121.5 | 133.65
| SPRCV 80 | 3" | 164.6676 | 181.1344
| SPRCV 100 | 4" | 202.5 | 222.75
EUROPA SPRING CHECK VALVES |  |  |  | Back To Index
| CODE | SIZE | EACH | INC GST | A
| SPRCV15E | 1/2" | 28.787 | 31.6657
| SPRCV20E | 3/4" | 38.368 | 42.2048
| SPRCV25E | 1" | 52.503 | 57.7533
| SPRCV32E | 1 1/4" | 82.478 | 90.7258
| SPRCV40E | 1 1/2" | 111.573 | 122.7303
| SPRCV50E | 2" | 171.754 | 188.9294
| SPRCV65E | 2 1/2" | POA | POA
| SPRCV80E | 3" | POA | POA
| SPRCV100E | 4" | POA | POA
VALSTOP SPRING CHECK VALVES (NBR SEALS)
| CODE | SIZE | EACH | INC GST | A
| SPRCV15V | 1/2" | 40 | 44
| SPRCV20V | 3/4" | 47.35 | 52.085
| SPRCV25V | 1" | 58.72 | 64.592
| SPRCV32V | 1 1/4" | 93 | 102.3
| SPRCV40V | 1 1/2" | 145 | 159.5
| SPRCV50V | 2" | 220 | 242
| SPRCV65V | 2 1/2" | POA | POA
STAINLESS STEEL 2 PIECE SPRING CHECK VALVE
| CODE | SIZE | EACH | INC GST | A
| SSPR208 | 1/4" | 56.88 | 62.568
| SSPR210 | 3/8" | 56.88 | 62.568
| SSPR215 | 1/2" | 56.88 | 62.568
| SSPR220 | 3/4" | 61.25 | 67.375
| SSPR225 | 1" | 87.5 | 96.25
| SSPR232 | 1 1/4" | 148.75 | 163.625
| SSPR240 | 1 1/2" | 188.13 | 206.943
| SSPR250 | 2" | 214.38 | 235.818
STAINLESS STEEL 3 PIECE SPRING CHECK VALVE
| CODE | SIZE | EACH | INC GST | A
| SSPR308 | 1/4" | 74.38 | 81.818
| SSPR310 | 3/8" | 74.38 | 81.818
| SSPR315 | 1/2" | 74.38 | 81.818
| SSPR320 | 3/4" | 89.5 | 98.45
| SSPR325 | 1" | 122.5 | 134.75
| SSPR332 | 1 1/4" | 196.88 | 216.568
| SSPR340 | 1 1/2" | 266.5 | 293.15
| SSPR350 | 2" | 371.88 | 409.068
PVC SPRING CHECK VALVES BSP |  |  |  | Back To Index
| CODE | SIZE | EACH | INC GST | A
| PVCSP 15 | 1/2" | 17.0562 | 18.7619
| PVCSP 20 | 3/4" | 23.2967 | 25.6263
| PVCSP 25 | 1" | 29.5814 | 32.5396
| PVCSP 32 | 1 1/4" | 41.4396 | 45.5836
| PVCSP 40 | 1 1/2" | 45.2991 | 49.829
| PVCSP 50 | 2" | 56.586 | 62.2446
WAFER CHECK VALVE
(DUO CHECK)
Cast Iron Body with Stainless Steel Plates
and Buna- N Rubber Seat (Rated 232PS1) TABLE "E"
| CODE | SIZE | EACH | INC GST | A
| WCV 50 | 2" | 145.91 | 160.501
| WCV 65 | 2 1/2" | 158.41 | 174.251
| WCV 80 | 3" | 166.75 | 183.425
| WCV 100 | 4" | 208.44 | 229.284
| WCV 125 | 5" | 366.85 | 403.535
| WCV 150 | 6" | 408.54 | 449.394
| WCV 200 | 8" | 541.94 | 596.134
| WCV 250 | 10" | 750.38 | 825.418
| WCV 300 | 12" | 1250.63 | 1375.693
RUBBER GASKETS (FULL FACE)
(3mm Rubber Insertion) Table D/E
| CODE | SIZE | EACH | INC GST | B
| 16B 020 | 3/4" | 2.4648 | 2.7113
| 16B 025 | 1" | 2.4648 | 2.7113
| 16B 032 | 11/4" | 2.4648 | 2.7113
| 16B 040 | 1 1/2" | 2.4648 | 2.7113
| 16B 050 | 2" | 2.6936 | 2.963
| 16B 065 | 2 1/2" | 4.212 | 4.6332
| 16B 080 | 3" | 5.1584 | 5.6742
| 16B 100 | 4" | 6.0528 | 6.6581
| 16B 125 | 5" | 8.4344 | 9.2778
| 16B 150 | 6" | 9.0584 | 9.9642
| 16B 200 | 8" | 13 | 14.3
| 16B 250 | 10" | 19.6352 | 21.5987
| 16B 300 | 12" | 21.788 | 23.9668

## Poly Y Strainers
Polypropylene "Y" Strainers |  |  | Back To Index |  | A
Features
■Precision molded construction
■Corrosion resistant
■Lightweight
■Fiberglass reinforced
■Easy grip end cap
■Poly Ribbed stainless steel screen
■EPDM gaskets FKM (viton type) available
■Heavy duty end cap threads
■1/2" - 11/4" 75 P.S.I. Maximum
■11/2" - 2" 150 P.S.I. Maximum
■Clean-out plug
■Female NPT x Female NPT
1/2" thru. 11/4" with SS Screen
Part No. | Size | Description | Qty. | EACH | INC GST
RPF 15-20 | 1/2 x 1/2 | Strainer - 20 Mesh SS Screen | 1PC. | 109.329 | 120.2619
RPF 15-40 | 1/2 x 1/2 | Strainer - 40 Mesh SS Screen | 1PC. | 109.329 | 120.2619
RPF 15-80 | 1/2 x 1/2 | Strainer - 80 Mesh SS Screen | 1PC. | 109.329 | 120.2619
RPF 20-20 | 3/4" x 3/4" | Strainer - 20 Mesh SS Screen | 1PC. | 109.329 | 120.2619
RPF 20-40 | 3/4" x 3/4" | Strainer - 40 Mesh SS Screen | 1PC. | 109.329 | 120.2619
RPF 20-80 | 3/4" x 3/4" | Strainer - 80 Mesh SS Screen | 1PC. | 109.329 | 120.2619
RPF 25-20 | 1" x 1" | Strainer - 20 Mesh SS Screen | 1PC. | 109.329 | 120.2619
RPF 25-40 | 1" x 1" | Strainer - 40 Mesh SS Screen | 1PC. | 109.329 | 120.2619
RPF 25-80 | 1" x 1" | Strainer - 80 Mesh SS Screen | 1PC. | 109.329 | 120.2619
RPF 32-20 | 1 1/4" x 1 1/4" | Strainer - 20 Mesh SS Screen | 1PC. | 120.032 | 132.0352
RPF 32-40 | 1 1/4" x 1 1/4" | Strainer - 40 Mesh SS Screen | 1PC. | 120.032 | 132.0352
RPF 32-80 | 1 1/4" x 1 1/4" | Strainer - 80 Mesh SS Screen | 1PC. | 120.032 | 132.0352
11/2" thru. 2" Poly Ribbed with 316 SS Screen
Part No. | Size | Description | Qty. | EACH | INC GST
RPF 40-06 | 1 1/2" x 1 1/2" | Strainer - 6 Mesh SS Screen | 1PC. | 240.537 | 264.5907
RPF 40-12 | 1 1/2" x 1 1/2" | Strainer - 12 Mesh SS Screen | 1PC. | 240.537 | 264.5907
RPF 40-20 | 1 1/2" x 1 1/2" | Strainer - 20 Mesh SS Screen | 1PC. | 240.537 | 264.5907
RPF 40-30 | 1 1/2" x 1 1/2" | Strainer - 30 Mesh SS Screen | 1PC. | 240.537 | 264.5907
RPF 40-50 | 1 1/2" x 1 1/2" | Strainer - 50 Mesh SS Screen | 1PC. | 240.537 | 264.5907
RPF 40-80 | 1 1/2" x 1 1/2" | Strainer - 80 Mesh SS Screen | 1PC. | 240.537 | 264.5907
RPF 40-120 | 1 1/2" x 1 1/2" | Strainer - 120 Mesh SS Screen | 1PC. | 240.537 | 264.5907
RPF 50-06 | 2" x 2" | Strainer - 6 Mesh SS Screen | 1PC. | 240.537 | 264.5907
RPF 50-08 | 2" x 2" | Strainer - 8 Mesh SS Screen | 1PC. | 240.537 | 264.5907
RPF 50-12 | 2" x 2" | Strainer- 12 Mesh SS Screen | 1PC. | 240.537 | 264.5907
RPF 50- 20 | 2" x 2" | Strainer - 20 Mesh SS Screen | 1PC. | 240.537 | 264.5907
RPF 50-30 | 2" x 2" | Strainer - 30 Mesh SS Screen | 1PC. | 240.537 | 264.5907
RPF 50-50 | 2" x 2" | Strainer - 50 Mesh SS Screen | 1 PC. | 240.537 | 264.5907
RPF 50-80 | 2" x 2" | Strainer - 80 Mesh SS Screen | 1PC. | 240.537 | 264.5907
RPF50-120 | 2" x 2" | Strainer - 120 Mesh SS Screen | 1PC, | 240.537 | 264.5907

## Poly "Y" Strainer Parts
Back To Index
Replacements Parts 1/2" - 2" Poly "Y" Strainer
ITEM | CODE | DESCRIPTION | QTY | EACH
5 | LS720 | 20 Mesh Scr (fits 1/2" - 3/4" Strainer) | 1 | P.O.A.
5 | LS740 | 40 Mesh Scr (fits 1/2" - 3/4" Strainer) | 1 | P.O.A.
5 | LS780 | 80 Mesh Scr (fits 1/2" - 3/4" Strainer) | 1 | P.O.A.
5 | LS120 | 20 Mesh Scr (fits 1" - 1 1/4" Strainer) | 1 | P.O.A.
5 | LS140 | 40 Mesh Scr (fits 1" - 1/4" Strainer) | 1 | P.O.A.
5 | LS180 | 80 Mesh 5cr (fits 1" - 11/4" Strainer) | 1 | P,OA.
5 | LS206 | 6 Mesh Scr (fits 1 1/2" - 2" Strainer) | 1 | P.O.A.
5 | LS208 | 8 Mesh Scr (fits 1 1/2" - 2" Strainer) | 1 | P.O.A.
5 | LS212 | 12 Mesh Scr (fits 11/2" - 2" Strainer) | 1 | P.O.A.
5 | LS220 | 20 Mesh 5cr (fits 11/2" - 2" Strainer) | 1 | P.O.A.
5 | LS230 | 30 Mesh Scr (fits 1 1/2" - 2' Strainer) | 1 | P.O.A.
5 | LS250 | 50 Mesh Scr (fits 11/2" - 2" Strainer) | 1 | P.O.A.
5 | LS280 | 80 Mesh Scr (fits 11/2" - 2" Strainer) | 1 | P.O.A.
5 | LS2120 | 120 Mesh Scr (fits 1 1/2" - 2" Strainer) | 1 | P.O.A.
5 | LS212P | 12 Mesh Scr (fits 1 1/2" - 2" Strainer) | 1 | P.O.A.
5 | LS220P | 20 Mesh Scr (fits 1 1/2" - 2" Strainer) | 1 | P.O.A.
5 | LS250P | 50 Mesh Scr (fits 1 1/2" - 2" Strainer) | 1 | P.O.A.
2 | LS075G | Gasket Fits 1/2"- 3/4" Strainer O-Ring) | 1 | P.O.A.
2 | LS100-G | Gasket Fits 1"-1 1/4" Stainer-O-Ring) | 1 | P.O.A.
2 | LS150-G | Gasket Fits 1 1/2" - 2" Strainer) new style 0-Ring thicker | 1 | P.O.A.
2 | LS075-GV | Gasket FKM (viton type) fits 1/2" - 3/4" Strainer | 1 | P.O.A.
2 | LS100-GV | Gasket FKM (viton type) fits 1" - 1 1/4" Strainer | 1 | P.O.A.
2 | LS150-GV | Gasket FKM (viton type) fits 1 I/2" - 2" Strainer | 1 | P.O.A.
N/A | LS050B/C1 | "Y" Body, Cap & Gasket 1/2" | 1 | P.O.A.
N/A | LS075B/C1 | "Y" Body, Cap & Gasket 3/4" | 1 | P.O.A.
N/A | LS100B/C1 | "Y" Body, Cap & Gasket 1" | 1 | P.O.A.
N/A | LS125B/C1 | "Y" Body, Cap & Gasket 11/4" | 1 | P.D.A.
N/A | LS150B/C | "Y" Body, Cap & Gasket 1 1/2" | 1 | P.O.A.
N/A | LS200B/C | "Y" Body, Cap & Gaskets 2" | 1 | P.O.A.
6 | LS200-B | "Y" Body 2" | 1 | P.O.A.
6 | LS150-B1 | "Y" Body 11/2" | 1 | P.O.A.
1 | L5075-C1 | End cap (fits1/2" - 3/4" Strainer) | 1 | P.O.A.
1 | LS100-C1 | End cap (fits 1" - 1 1/4 strainer) | 1 | P.O.A.
1 | LS150-C | End cap (fits 11/2" - 2" strainer (new style) | 1 | P.O.A.
3 | 12723 | ¼" Drain plug (fits1/2" - 3/4" Strainer) | 1 | P.O.A.
4 | 12724 | EPDM 0-ring for drain plug (fits 1/2" & 3/4") | 1 | P.O.A.
3 | 12777 | W Drain plug (fits 1" & 1 1/4" strainer) | 1 | P.O.A.
4 | UV15163 | EPDM 0-ring for drain plug (fits 1" & 1 1/4") | 1 | P.O.A.
4 | UV15163V | FKM (viton type) 0-ring for drain plug (fits 1" & 1 1/4") | 1 | P.O.A.
3 | LSQ200-PL | 1" Drain plug (fits 1 1/2" - 2" Strainer) | 1 | P.O.A.
4 | LSQ200-R | EPDM 0-ring for drain plug (fits 1 1/2" & 2") | 1 | P.O.A.
4 | LSQ200-RV | FKM (viton type) 0-ring for drain plug (fits 1" & 2") | 1 | P.O.A.
Back To Index
5 _______________

## Poly "T" Line Strainer
Polypropylene "T" Line Strainers |  |  |  | A
| FEATURES |  | Back To Index
•Heavy duty glass reinforced polypropylene
•Clean out plug
•304 stainless steel reinforced screens
•EPDM gaskets standard FKM (Avail;)
•150 P.S.I. at 70° F
1 1/4" & 1 1/2"
3/4" & 1"
3/4" and 1" Poly "T" Strainers
Part No. | Size | Description | Qty. | Each
LST075-16 | 3/4" x 3/4" | Strainer - 16 Mesh SS Screen | 1 | 111.881
LST075-30 | 3/4" x 3/4" | Strainer - 30 Mesh SS Screen | 1 | 111.881
LST075-50 | 3/4" x 3/4" | Strainer - 50 Mesh SS Screen | 1 | 111.881
LST075-80 | 3/4" x 3/4" | Strainer - 80 Mesh SS Screen | 1 | 111.881
LST075-100 | 3/4" x 3/4" | Strainer - 100 Mesh SS Screen | 1 | 111.881
LST100-16 | 1" x 1" | Strainer - 16 Mesh SS Screen | 1 | 111.881
LST100-30 | 1" x 1" | Strainer - 30 Mesh SS Screen | 1 | 111.881
LST100-50 | 1" x 1" | Strainer - 50 Mesh SS Screen | 1 | 111.881
LST100-80 | 1" x 1" | Strainer - 80 Mesh SS Screen | 1 | 111.881
LST100-100 | 1" x 1" | Strainer- 100 Mesh SS Screen | 1 | 111.881
11/4" and 11/2" Poly "T" Strainers
Part No. | Size | Description | Qty. | Each
LST125-16 | 1 1/4" x 1 1/4" | Strainer - 16 Mesh SS Screen | 1 | 222.838
LST125-30 | 11/4" x 1 1/4" | Strainer - 30 Mesh SS Screen | 1 | 222.838
LST125-50 | 1 1/4" x 1 1/4" | Strainer - 50 Mesh SS Screen | 1 | 222.838
LST125-80 | 1 1/4" x 1 1/4" | Strainer - 80 Mesh SS Screen | 1 | 222.838
LST125100 | 1 1/4" x 1 1/4" | Strainer - 100 Mesh SS Screen | 1 | 222.838
LST150-16 | 1 1/2" x 1 1/2" | Strainer - 16 Mesh SS Screen | 1 | 222.838
LST150-30 | 1 1/2" x 1 1/2" | Strainer - 30 Mesh SS Screen | 1 | 222.838
LST150-50 | 1 1/2" x 1 1/2" | Strainer - 50 Mesh SS Screen | 1 | 222.838
LST150-80 | 1 1/2" x 1 1/2" | Strainer - 80 Mesh SS Screen | 1 | 222.838
LST150-100 | 1 1/2" x 1 1/2" | Strainer - 100 Mesh SS Screen | 1 | 222.838
Prices do not include GST

## T Line Strainers
Polypropylene Mini "T" Line Strainers |  |  | Back To Index |  | A
■ Heavy duty glass reinforced polypropylene
■Clear or black polypropylene bowl
■Polypropylene ribbed 316 stainless steel screens
■EPDM gaskets standard FKM (viton type)
available
1/2" Mini T Strainer |  | ■Clear Bowl Max 100 P.S.I. at 70° F, Black Bowl | 1/2" Mini T Strainer
with clear bowl |  | Max 150 P.S.l.at 70° F | with black bowl
■Convenient colour coded screens for easy mesh
size identification (Refer to chart below)
|  | Mesh Size | Rib Colour
|  | 30 Mesh | Yellow
|  | 60 Mesh | Red
|  | 80 Mesh | Blue Nim
|  | 100 Mesh | Green
1/2" Mini T Strainer with clear bowl
Part No. | Size | Description | Qty. | Each
LSTM050-30C | ½" x ½" | Clear Bowl Strainer - 30 Mesh Screen | 1 | 83.677
LSTM050-50C | ½" x ½" | Clear Bowl Strainer - 50 Mesh Screen | 1 | 83.677
LSTM050-80C | ½" x ½" | Clear Bowl Strainer - 80 Mesh Screen | 1 | 83.677
LSTM050-100C | ½" x ½" | Clear Bowl Strainer - 100 Mesh Screen | 1 | 83.677
1/2" Mini T Strainer with black bowl
Part No. | Size | Description | Qty. | Each
LSTM050-30 | ½" x ½" | Black Bowl Strainer - 30 Mesh Screen | 1 | 62.315
LSTM050-50 | ½" x ½" | Black Bowl Strainer - 50 Mesh Screen | 1 | 62.315
LSTM050-80 | ½" x ½" | Black Bowl Strainer - 80 Mesh Screen | 1 | 62.315
LSTM050-100 | ½" x ½" | Black Bowl Strainer - 100 Mesh Screen | 1 | 62.315
3/4" Mini T Strainer with clear bowl
Part No. | Size | Description | Qty. | Each
LSTM075-30C | ¾" X ¾" | Clear Bowl Strainer - 30 Mesh Screen | 1 | 83.677
LSTM075-50C | ¾" X ¾" | Clear Bowl Strainer - 50 Mesh Screen | 1 | 83.677
LSTM075-80C | ¾" X ¾" | Clear Bowl Strainer - 80 Mesh Screen | 1 | 83.677
LSTM075-100C | ¾" X ¾" | Clear Bowl Strainer - 100 Mesh Screen | 1 | 83.677
3/4" Mini T Strainer with black bowl
Part No. | Size | Description | Qty. | Each
LSTM075-30 | ¾" X ¾" | Black Bowl Strainer - 30 Mesh Screen | 1 | 62.315
LSTM075-50 | ¾" X ¾" | Black Bowl Strainer - 50 Mesh Screen | 1 | 62.315
LSTM075-80 | ¾" X ¾" | Black Bowl Strainer - 80 Mesh Screen | 1 | 62.315
LSTM075-100 | ¾" X ¾" | Black Bowl Strainer - 100 Mesh Screen | 1 | 62.315
Prices do not include GST

## Poly T Strainer Parts
Replacement Parts 3/4" and 1" Poly "T" Strainer |  |  | Back To Index
REPLACEMENT PARTS LST075 & LST100
ITEM | PART No. | DESCRIPTION | QTY, | EACH
5 | LST116 | 16 Mesh Scr (fits 3/4" & 1" "strainer) | 1 | P.O.A.
5 | LST130 | 30 Mesh Scr (fits 3/4" & 1" "strainer) | 1 | P.O.A.
5 | LST150 | 50 Mesh Scr (fits 3/4" & 1" "strainer) | 1 | P.O.A.
5 | LST180 | 80 Mesh Scr (fits 3/4" & 1" "strainer) | 1 | P.O.A.
5 | LST1100 | 100 Mesh Scr (fits 3/4" & 1" "strainer) | 1 | P.O.A.
N/S | LST075-HB | 3/4 poly "T" strained head, bowl & gasket | 1 | P.O.A.
6 | LST075-H | 3/4 poly "T" strainer head | 1 | P.O.A.
N/S | LST100-HB | 1" poly T strainer head (bowl & gasket) | 1 | P.O.A.
6 | LST100-H | 1" poly "T strainer head | 1 | P.O.A.
1 | LS1100-B | Poly 1" strainer bowl (fits 3/4" -1" Strainer) | 1 | P.O.A.
2 | LST100-G | Poly 1" strainer gasket (fits 3/4" - 1") | 1 | P.O.A.
2 | LST100-GV | Poly T strainer gasket (fits 3/4" & I") FKM vition type | 1 | P.O.A.
4 | UV15163 | 0-ring plug-for clean out plug-EPDM | 1 | P.O.A.
3 | 12777 | Clean out plug ½" | 1 | P.O.A.
4 | UV15163V | 0-ring for clean out plug - FKM (viton type) | 1 | P.O.A.
Replacement Parts 1 1/4" and 1 1/2" Poly "T" Strainer
REPLACEMENT PARTS LST125 & LST150
ITEM | PART No. | DESCRIPTION | QTY, | EACH
1 | LST150-B* | 11/4" & 1 1/2" Bowl | 1 | P.O.A.
1 | LST150BCB | 1 1/2" & 11/2" Clear Bowl | 1 | P.O.A.
2 | LST150-G | 11/4" & 1 1/2" EPDM Gasket | 1 | P.O.A.
2 | LST160-GV | 11/4" & 1 1/2" FKM (viton type) Gasket | 1 | P.O.A.
3 | LSO200-PL | 1" Clean Out Plug | 1 | P.O.A.
4 | LSO200-R | EPDM O-Ring for Clean Out Plug | 1 | P.O.A.
4 | L30200-RV | FKM (viton type) 0-Ring for Clean Out Plug | 1 | P.O.A.
6 | LST1518 | 16 Mesh Screen | 1 | P.O.A.
6 | LST1530 | 30 Mesh Screen | 1 | P.O.A.
5 | LST1550 | 50 Mash Screen | 1 | P.O.A.
5 | LST1580 | 80 Mesh Screen | 1 | P.O.A.
5 | LST15106 | 100 Mesh Screen | 1 | P.O.A.
6 | LST125-H | 11/4" Strainer Head | 1 | P.O.A.
6 | LST150-H | 11/2" Strainer Head | 1 | P.O.A.
7 | LST034G | EPDM O-Ring for Screen | 1 | P.O.A.
N/S | LST125-HB | 11/4" Strainer Head, Bowl & Gasket | 1 | P.O.A.
N/S | LST156-HB | 1 1/2" Strainer Head, Bowl & Gasket | 1 | P.O.A.
NOTE: Items marked with asterisk* include parts1,3 and 4.
Back To Index

## Line Strainer Parts
LINE STRAINER PARTS |  |  |  |  | Back To Index
REPLACEMENT PARTS LSTM050 & LSTM075
ITEM | PART NO | DESCRIPTION | QTY | PRICE
1 | LSTM050G | EPDM Gasket | 1 | P.O.A.
1 | UV10264V | FKM (viton type) O-Ring | 1 | P.O.A.
2 | LST530 | 30 Mesh Screen | 1 | P.O.A.
2 | LST550 | 50 Mesh Screen | 1 | P.O.A.
2 | LST580 | 80 Mesh Screen | 1 | P.O.A.
2 | LST5100 | 100 Mesh Screen | 1 | P.O.A.
3 | LST050H | 1/2" Strainer Head | 1 | P.O.A.
3 | LST075H2 | 3/4" Strainer Head | 1 | P.O.A.
4 | LST050B | Black Bowl | 1 | P.O.A.
4 | LST050BC | Clear Bowl | 1 | P.O.A.

## T-Head Range
T HEAD RANGE - (Tested AS3718) |  |  | Back To Index |  | A
TYPE | CODE | SIZE | EACH | INC GST
MALE | HC15 | 1/2" TH BRASS | 19.9 | 21.89
| HC20 | 3/4" TH BRASS | 21.4 | 23.54
CHROME | HC15CP | 1/2" TH CHROME | 26.9 | 29.59
| HC20CP | 3/4" TH CHROME | 30.6 | 33.66
FEMALE | THCF15 | 1/2" TH BRASS F.I. | 22.07 | 24.277
| THCF15CP | 1/2" TH CHROME F.I. | 27.9 | 30.69
BACKPLATE M.I. | BPHC15 | 1/2" TH BACKPLATE BRASS. | 24.39 | 26.829
| BPHC20 | 3/4" TH BACKPLATE BRASS | 29.9 | 32.89
B/PLATE CAPILLARY | HCBCC15 | 1/2" TH BACKPLATE . | 29.67 | 32.637
CAPILLARY BRASS
STANDPIPE TYPE | HCSP15 | 1/2" TH STANDPIPE | 25.53 | 28.083
NICKEL DIPPED
WITH VACUUM BREAKER | HCVB15 | 1/2" TH BRASS | 40.5 | 44.55
| HCVB20 | 3/4" TH BRASS | 65 | 71.5
T HEAD RANGE - (Tested AS3718) |  |  | Back To Index |  | A
TYPE | CODE | SIZE | EACH | INC GST
FEMALE | HCFVB15 | 1/2" TH BRASS . | 40.6 | 44.66
WITH VACUUM BREAKER
T-HEAD TOP ASSEMBLY | THHC15 | 1/2" BRASS | 12.9 | 14.19
| THHC20 | 3/4" BRASS | 12.9 | 14.19
| THHC25 | 7/8" BRASS | 20.83 | 22.913
| THHC15CP | 1/2" CHROME | 12.95 | 14.245
| THHC20CP | 3/4" CHROME | 14.4 | 15.84
T-HEAD TOP ASSEMBLY GLAND TOP | THHCGT15 | 1/2" BRASS | 19.5 | 21.45
| THHCGT20 | 3/4" BRASS | 21.53 | 23.683
| THHCGT25 | 7/8" BRASS | 29.36 | 32.296
VACUUM BREAKER | HCVB7105 | DN20 BRASS for 15mm hose cock | 19.9 | 21.89
| HCVB7105CP | DN20 CHROME for 15mm hose cock | 32.9 | 36.19
| HCVB7107 | DN25 BRASS for 20mm hose cock | 26.35 | 28.985
| HCVB7107CP | DN25 CHROME for 20mm hose cock | 46 | 50.6
VANDAL PROOF HOSE COCK LESS KEY | VPHC15 | 1/2" BRASS LESS KEY | 25.5 | 28.05
| VPHC20 | 3/4" BRASS LESS KEY | 30.82 | 33.902
| VPHC15CP | 1/2" CHROME LESS KEY | 34.36 | 37.796
| VPHC20CP | 3/4" CHROME LESS KEY | 57.5 | 63.25
VANDAL PROOF | AVAKEY | BRASS KEY C/P | 8.9 | 9.79
T HEAD RANGE - (Tested AS3718) |  |  | Back To Index |  | A
TYPE | CODE | SIZE | EACH | INC GST
HOSE COCK KEY | AVAKEYCROSS | MULTI PURPOSE KEY | 25.6 | 28.16
VANDAL PROOF TOP ASSEMBLEY | AVA15 | 1/2" BRASS LESS KEY | 13 | 14.3
WITH JUMPER VALVE | AVA20 | 3/4" BRASS LESS KEY | 13 | 14.3
| AVA15CP | 1/2" CHROME LESS KEY | 25.92 | 28.512
| AVA20CP | 3/4" CHROME LESS KEY | 28.28 | 31.108
BIB COCK BRASS/CHROME | BCP15 | 1/2" TH POLISHED BRASS | 32.81 | 36.091
| BBC15 | 1/2" TH BRASS | 29.9 | 32.89
| BCC15 | 1/2" TH CHROME | 28.9 | 31.79
STOP COCK F/F | TSCFFI5 | 1/2" TH BRASS | 22 | 24.2
| TSCFFCP15 | 1/2" TH CHROME | 25 | 27.5
| TSCFF20 | 3/4" TH BRASS | 36 | 39.6
| TSCFFCP20 | 3/4" TH CHROME | 42.9 | 47.19
STOP COCK M/F | TSCMF15 | 1/2" TH BRASS | 22.9 | 25.19
| TSCMFCP15 | 1/2" TH CHROME | 25.5 | 28.05
| TSCMF20 | 3/4" TH BRASS | 28.9 | 31.79
| TSCMFCP20 | 3/4" TH CHROME | 42.9 | 47.19
STOP COCK M/M | TSCMM15 | 1/2" TH BRASS | 20.25 | 22.275
| TSCMMCP15 | 1/2" TH CHROME | 22.9 | 25.19
STOP COCK COMPRESSION | SCC15 | 1/2" TH BRASS CXC | 30.5 | 33.55
| SCCCP15 | 1/2" TH CHROME CXC | 37 | 40.7
T HEAD RANGE - (Tested AS3718) |  |  | Back To Index |  | A
TYPE | CODE | SIZE | EACH | INC GST
STOP COCK | SCCL15 | 1/2" TH BRASS | 35.9 | 39.49
COMPRESSION WITH LUGS | SCCLCP15 | 1/2" TH CHROME | 39.5 | 43.45
STOP COCK CAPILLARY | SCCCAP15 | 1/2" OD TH BRASS CAPILLARY | 22.5 | 24.75
| SCCCAP20 | 3/4" OD TH BRASS CAPILLARY | 25.5 | 28.05
| SCCCAPF20 | 3/4" OD FULLWAY BRASS CAPILLARY | 33.33 | 36.663
MINI CISTERN COCK | MCCCP15 | 1/2" CHROME | 11.8 | 12.98
| MCCGP15 | 1/2" GOLD PLATED | 49.27 | 54.197
| MCCI15 | 1/2" A/IVORY | 23 | 25.3
| MCCW15 | 1/2" WHITE | 23 | 25.3
¼ TURN MINI CISTERN COCK | MCC14 | CHROME | 19 | 20.9
MINI CISTERN COCK KIT | MCCKC | 1/2" CHROME | 30 | 33
| MCCKG | 1/2" GOLD PLATED | 108.61 | 119.471
| MCCKI | 1/2" A/IVORY | 38.8 | 42.68
| MCCKW | 1/2" WHITE | 38.9 | 42.79
T HEAD CISTERN COCK | THCC15 | 1/2" TH BRASS | 20.86 | 22.946
| THCCCP15 | 1/2" TH CHROME | 21.9 | 24.09
T HEAD RANGE - (Tested AS3718) |  |  |  | Back To Index
TYPE | CODE | SIZE | EACH | INC GST
| JUMPER VALVE FOR HOSE COCK |  |  |  | A
| JVB15 | ½" BRASS DUROTHENE | 2.71 | 2.981
| JVP15 | ½" PLASTIC NYLON | 0.61 | 0.671
| JVB20 | ¾" X 5/8" BLACK NEOPRENE | 3.91 | 4.301
| JVP20 | ¾" X 5/8" PLASTIC NYLON | 1.13 | 1.243
| FIBRE BODY WASHERS FOR HOSE COCK |  |  |  | A
| FBW15 | ½" | 0.66 | 0.726
| FBW20 | ¾" | 0.66 | 0.726
| FBW25 | 1" | 0.66 | 0.726
TAP DIVERTERS
CODE | DESCRIPTION |  | EACH | INC GST | A
TDZ20 | ZINC TWO-WAY TAP DIVERTER 20mm |  | 11.69 | 12.859
TDP20 | PLASTIC TWO-WAY TAP DIVERTER 20mm |  | 7.27 | 7.997
TDB20 | BRASS TWO-WAY TAP DIVERTER 20mm |  | 35.29 | 38.819
TDB4W20 | BRASS FOUR-WAY TAP DIVERTER 20mm |  | 85.18 | 93.698
TDB25 | BRASS TWO-WAY TAP DIVERTER 25mm |  | 39.47 | 43.417
TDB4W25 | BRASS FOUR-WAY TAP DIVERTER 25mm |  | 92.34 | 101.574
TDB4W20C | BRASS FOUR-WAY TAP DIVERTER WITH CLICK-ON OUTLETS 20mm |  | 94.05 | 103.455
TDZ20 |  | TDB4W20

## Hose Fittings
GARDEN HOSE FITTINGS |  |  |  | Back To Index
| Code | Description | Each | Inc Gst | A
| GAF0009 | Spray Gun 2 Pattern | 8.25 | 9.075
| GAF0010 | Spray Gun 6 Pattern | 11.625 | 12.7875
| GAF0202 | Hose Connector 12mm | 3 | 3.3
| GAF0204 | Hose Connector With Stop 12mm | 3 | 3.3
| GAF0206 | Tap Adaptor 12mm/19mm | 3 | 3.3
| GAF0208 | Tap Adaptor 19mm/25mm | 3 | 3.3
| GAF0210 | Hose Mender 12mm | 3 | 3.3
| GAF0212 | 2 Way Coupler 12mm | 2.625 | 2.8875
| GAF0214 | 3 Way Coupler 12mm | 3 | 3.3
| GAF0216 | Sprinkler Adaptor | 2.625 | 2.8875
GARDEN HOSE FITTINGS |  |  | Back To Index
| Code | Description | Each | Inc Gst | A
| GAF0218 | Snap-in Tap Adaptor 12mm | 8.25 | 9.075
| GAF0250 | Dual Tap Connector 19mm/25mm | 10.5 | 11.55
| GAF0252 | 4 Way Tap Connector 19mm/25mm | 37.875 | 41.6625
| GAF0402 | Hose Connector 18mm | 4.875 | 5.3625
| GAF0404 | Max-flow Hose Connector 18mm | 7.5 | 8.25
| GAF0406 | Max-flow Tap Adaptor 19-25mm | 4.875 | 5.3625
| GAF0408 | Max-flow Hose Mender 18mm | 5.25 | 5.775
| GAF0410 | Max-flow 2-Way Coupler 18mm | 3.75 | 4.125
| GAF0412 | Max-flow 2-Way Coupler Reduced | 3.75 | 4.125
| GAF0414 | Max-flow Sprinkler Adaptor 18mm | 3.375 | 3.7125
GARDEN HOSE FITTINGS |  |  | Back To Index
| Code | Description | Each | Inc Gst | A
| GAF0502 | Brass Hose Connector 12mm | 19.875 | 21.8625
| GAF0504 | Brass Tap Adaptor 19-25mm | 17.25 | 18.975
| GAF0506 | Brass Tap Adaptor Swivel 19-25mm | 31.125 | 34.2375
| GAF0508 | Brass Hose Mender 12mm | 17.625 | 19.3875
| GAF0510 | Brass 2-Way Coupler | 9 | 9.9
| GAF0512 | Brass Sprinkler Adaptor 12mm | 5.25 | 5.775
| GAF2005 | Adjustable Hose Nozzle | 4.125 | 4.5375
| GAF2210 | Adjustable Spray Gun Forgemax | 32.625 | 35.8875
| GAF2215 | 6 Pattern Spray Gun Forgemax | 33.75 | 37.125
| GAF2510 | Adjustable Metal Spray Gun Forgemax | 50.625 | 55.6875
GARDEN HOSE FITTINGS |  |  | Back To Index
| Code | Description | Each | Inc Gst | A
| GAF2515 | 8 Pattern Spray Gun Forgemax | 49.125 | 54.0375
| GAF2815 | 9 Pattern Watering Wand 600mm | 28.875 | 31.7625
| GAF3005 | Maxi-flow Adjustable Nozzle 18mm | 9 | 9.9
| GAF3010 | Max-flow Heavy Duty Hose Nozzle 18mm | 35.25 | 38.775
| GAF4005 | Hose Fitting Set 12mm with Straight Nozzle | 11.25 | 12.375
| GAF4010 | Hose Fitting Set 12mm with 7 pattern nozzle | 21 | 23.1
| GAF4020 | Metal Hose Fitting Set 12mm Forgemax | 47.625 | 52.3875
| GAF4030 | Max-flow Hose Fitting Set 18mm 4pc | 28.5 | 31.35
| GAF5005 | Brass Adjustable Hose Nozzle 12mm | 24 | 26.4
| GAF5010 | Brass Hose Fitting Set 12mm | 55.875 | 61.4625

## Safety Valves
DUAL CHECK VALVES |  |  |  | Back To Index
MATCO DUAL CHECK VALVES
| CODE | SIZE DESCRIPTION | EACH | INC GST | B
| B7181M | ¾ MATCO DUAL CHECK VALVE | 59.5 | 65.45
| B7182M | 1" MATCO DUAL CHECK VALVE | 59.9 | 65.89
MINI DUAL CHECK VALVES
| CODE | SIZE DESCRIPTION |  | EACH | INC GST | B
| B7185 | 1/2" FILTER DUAL CHECK - | MALE x MALE | 23.5 | 25.85
| B7185c/p | 1/2" FILTER DUAL CHECK - | MALE x MALE | POA | POA
| B7186 | 1/2" FILTER DUAL CHECK - | MALE x FEMALE | 39.5 | 43.45
| B7186c/p | 1/2" FILTER DUAL CHECK - | MALE x FEMALE | POA | POA
AIR RELEASE VALVES
BRASS MINI VENT C/W CHECK VALVE
(AUTO VENT BLEED VALVE)
| CODE | SIZE | EACH | INC GST | A
| BMV 10 | 3/8" | 77.5 | 85.25
PLASTIC UNIRAIN AUTO & KINETIC
(HIGH CAPACITY)
| CODE | SIZE | EACH | INC GST | A
| ARV 1 A | 1" | 218.94 | 240.83
| ARV 2KA | 2" | 534.75 | 588.23
OverallDim 3 3/16" by 5 ¼" 80.9mm wide by 133.3 high
PLASTIC UNIRAIN KINETIC
(HIGH CAPACITY)
| CODE | SIZE | EACH | INC GST | A
| ARV 1K | 1" | 145.31 | 159.84
| ARV 2K | 2" | 323.56 | 355.92
Totally seals above 3PSI WP = 230 PSI Air discharge
Rate = 215 CFM at 4 PSI Body = f glass Reinforced Polyamide
UV Protected 2" in 1 1/4" out outlet screen
PRESSURE RELIEF SAFETY VALVE MODEL 604 SAFETY VALVE
Back To Index
| CODE | SIZE | EACH | INC GST | A
| PRSV 15 | 1/2" | 308.1 | 338.91
| PRSV 20 | 3/4" | 335.19 | 368.709
| PRSV 25 | 1" | 379.75 | 417.725
| PRSV 32 | 1 1/4" | 575.44 | 632.984
| PRSV 40 | 1 1/2" | 695.56 | 765.116
| PRSV 50 | 2" | 838.4 | 922.24
| PRSV 65 | 2 1/2" | POA | POA
| PRSV 80 | 3" | POA | POA
Technical Data |  |  | PTFE seat with stainless steel spring
Size Range: | 15mm - 50mm (BSP Male) |  | 1 - 12 bar setting range
| 65mm - 80mm (BSP Female) |  | 11 - 20 bar option available
Spring Range: | 1 - 12 Bar (Standard PTFE Disc Seal)
Temperature Range: - 45 deg C to +185 deg C
Connection: | BSP (Standard)
NPT or Flanged (Optional)
PRESSURE REDUCING VALVES
(Brass Female/Female)
| CODE | SIZE | EACH | INC GST | A
| PRVF15 | 1/2" | 166.63 | 183.293
| PRVF20 | 3/4" | 220.88 | 242.968
PRESSURE REDUCING VALVES
(Brass Male/Male)
| CODE | SIZE | EACH | INC GST | A
| PRVM 15 | 1/2" | 267.38 | 294.118
| PRVM 20 | 3/4" | 339.06 | 372.966
| PRVM25 | 1" | 443.69 | 488.059
| PRVM32 | 1 1/4" | 699.2 | 769.12
| PRVM40 | 1 1/2" | 1292.31 | 1421.541
| PRVM50 | 2" | 1761.19 | 1937.309
Interemes DRV-E & DRV-M Pressure reduction Valves are Brass construction with
MWP=25 Bar and suitable for Water, Air, Neutral Liquids, Oxygen up to 70° C,
Adjustable down stream range from 1.5 to 6 Bar. Designed to maintain a constant
down stream pressure to a maximum preset range. Isolating valves should be used
as outlet pressure is set at zero flow, has Gauge Port.

## Clamps
STAINLESS STEEL HOSE CLAMPS |  |  |  |  | Back To Index
(WITH STAINLESS STEEL SCREW)
STAINLESS STEEL HOSE CLAMPS
(WITH STAINLESS STEEL SCREW)
| CODE | MIN | MAX | EACH | INC GST | A
| SSHC 4 | 6mm | 16mm | 1.18 | 1.298
| SSHC 6 | 11mm | 20mm | 1.18 | 1.298
| SSHC 8 | 13mm | 23mm | 1.23 | 1.353
| SSHC 10 | 14mm | 27mm | 1.63 | 1.793
| SSHC 12 | 18mm | 32mm | 1.74 | 1.914
| SSHC 16 | 21mm | 38mm | 1.87 | 2.057
| SSHC 20 | 21mm | 44mm | 1.98 | 2.178
| SSHC 24 | 27mm | 51mm | 2.1 | 2.31
| SSHC 28 | 33mm | 57mm | 2.25 | 2.475
| SSHC 32 | 40mm | 63mm | 2.43 | 2.673
| SSHC 44 | 59mm | 82mm | 2.98 | 3.278
| SSHC 56 | 78mm | 101mm | 3.36 | 3.696
| SSHC 64 | 91mm | 114mm | 5.5 | 6.05
| SSHC 72 | 105mm | 127mm | 6 | 6.6
| SSHC 80 | 118mm | 140mm | 6.5 | 7.15
| SSHC 88 | 130mm | 152mm | 6.8 | 7.48
| SSHC 96 | 143mm | 165mm | 7.4 | 8.14
HEAVY DUTY HOSE CLAMPS |  |  |  |  | Back To Index
A general purpose heavy duty clamp for use in industrial, agriculture, chemical, pharmaceutical,
food processing plants and marine applications.
The bevelled edges protect the hose from being damaged.
CARBON STEEL
| Clamping range - mm | Box Qty. | CODE | EACH | BOX | A
| 17-19 | 50 | SC 19 | 2.18 | 1.96
| 20-22 | 50 | SC 22 | 2.3 | 2.07
| 23-25 | 50 | SC 25 | 2.4 | 2.16
| 26-28 | 50 | SC 28 | 2.5 | 2.25
| 29-31 | 50 | SC 31 | 2.73 | 2.46
| 32-35 | 50 | SC 35 | 2.83 | 2.55
| 36-39 | 50 | SC 39 | 2.93 | 2.64
| 40-43 | 50 | SC 43 | 3.05 | 2.75
| 44-47 | 50 | SC 47 | 3.8 | 3.42
| 48-51 | 50 | SC 51 | 3.93 | 3.54
| 52-55 | 25 | SC 55 | 4.03 | 3.63
| 56-59 | 25 | SC 59 | 4.13 | 3.72
| 60-63 | 25 | SC 63 | 4.25 | 3.83
| 64-67 | 25 | SC 67 | 4.35 | 3.92
| 68-73 | 25 | SC 73 | 6.1 | 5.49
| 74-79 | 25 | SC 79 | 6.2 | 5.58
| 80-85 | 25 | SC 85 | 6.3 | 5.67
| 86-91 | 25 | SC 91 | 6.4 | 5.76
| 92-97 | 25 | SC 97 | 6.53 | 5.88
| 98 -103 | 25 | SC 103 | 6.63 | 5.97
| 104-112 | 25 | SC 112 | 6.73 | 6.06
| 113-121 | 25 | SC 121 | 6.85 | 6.17
| 122-130 | 25 | SC 130 | 7.78 | 7
| 131-139 | 10 | SC 139 | 10.15 | 9.14
| 140-148 | 10 | SC 148 | 10.4 | 9.36
| 149-161 | 10 | SC 161 | 10.63 | 9.57
| 162-174 | 10 | SC 174 | 10.88 | 9.79
| 175-187 | 10 | SC 187 | 14.81 | 14.07
| 188-200 | 10 | SC 200 | 15.13 | 14.37
| 201-213 | 10 | SC 213 | 15.46 | 14.69
| 214-226 | 10 | SC 226 | 15.78 | 14.99
| 227-239 | 10 | SC 239 | 16.1 | 15.3
| 240-252 | 10 | SC 252 | 16.42 | 15.6
HEAVY DUTY HOSE CLAMPS |  |  |  |  | Back To Index
A general purpose heavy duty clamp for use in industrial, agriculture, chemical, pharmaceutical,
food processing plants and marine applications. The W4 grade offers additional resistance to the
more corrosive applications. The bevelled edges protect the hose from being damaged.
304 STAINLESS STEEL |  | Prices do not include GST
| Clamping range mm | Box Qty. | CODE | EACH | BOX | A
| 17-19 | 50 | SSSC 19 | 6.65 | 5.99
| 20-22 | 50 | SSSC 22 | 6.83 | 6.14
| 23-25 | 50 | SSSC 25 | 7 | 6.3
| 26-28 | 50 | SSSC 28 | 7.2 | 6.46
| 29-31 | 50 | SSSC 31 | 7.85 | 7.07
| 32-35 | 50 | SSSC 35 | 8.15 | 7.34
| 36-39 | 50 | SSSC 39 | 8.58 | 7.72
| 40-43 | 50 | SSSC 43 | 9 | 8.1
| 44-47 | 50 | SSSC 47 | 13.65 | 12.29
| 48-51 | 50 | SSSC 51 | 14.13 | 12.71
| 52-55 | 25 | SSSC 55 | 14.93 | 13.44
| 56-59 | 25 | SSSC 59 | 15.7 | 13.59
| 60-63 | 25 | SSSC 63 | 15.83 | 14.25
| 64-67 | 25 | SSSC 67 | 16.55 | 14.9
| 68-73 | 25 | SSSC 73 | 18.28 | 16.46
| 74-79 | 25 | SSSC 79 | 18.6 | 16.74
| 80 - 85 | 25 | SSSC 85 | 18.95 | 17.06
| 86-91 | 25 | SSSC 91 | 19.08 | 17.17
| 92-97 | 25 | SSSC 97 | 19.33 | 17.4
| 98 -103 | 25 | SSSC 103 | 19.55 | 17.6
| 104-112 | 25 | SSSC 112 | 19.8 | 17.82
| 113-121 | 25 | SSSC 121 | 20.05 | 18.05
| 122-130 | 25 | SSSC 130 | 20.4 | 18.36
| 131-139 | 10 | SSSC 139 | 28.2 | 25.38
| 140-148 | 10 | SSSC 148 | 38.48 | 36.56
| 149-161 | 10 | SSSC 161 | 39.61 | 37.63
| 162-174 | 10 | SSSC 174 | P.O.A. | P.O.A.
| 175-187 | 10 | SSSC 187 | P.O.A. | P.O.A.
| 188-200 | 10 | SSSC 200 | P.O.A. | P.O.A.
| 201-213 | 10 | SSSC 213 | P.O.A. | P.O.A.
| 214-226 | 10 | SSSC 226 | P.O.A. | P.O.A.
| 227-239 | 10 | SSSC 239 | P.O.A. | P.O.A.
| 240-252 | 10 | SSSC 252 | P.O.A. | P.O.A.
STAINLESS STEEL REPAIR FULL CLAMPS - GAL |  |  |  |  | Back To Index | A
| Code | Nominal Pipe Size | Outside Diameter | Length | Each | Inc Gst
| SSFRC1575G | 15mm | 21.3mm | 75mm | 51.43 | 56.573
| SSFRC15150G | 15mm | 21.3mm | 150mm | 102.85 | 113.135
| SSFRC2075G | 20mm | 26.7mm | 75mm | 56.1 | 61.71
| SSFRC20150G | 20mm | 26.7mm | 150mm | 112.2 | 123.42
| SSFRC2575G | 25mm | 33.4mm | 75mm | 59.71 | 65.681
| SSFRC25150G | 25mm | 33.4mm | 150mm | 119.43 | 131.373
| SSFRC3275G | 32mm | 42.2mm | 75mm | 64.39 | 70.829
| SSFRC32150G | 32mm | 42.2mm | 150mm | 128.78 | 141.658
STAINLESS STEEL REPAIR FULL CLAMPS - COPPER | [5 empty] | A
| Code | Nominal Pipe Size | Outside Diameter | Length | Each | Inc Gst
| SSFRC1575COP | 15mm | 12.7mm | 75mm | 50.36 | 55.396
| SSFRC15150COP | 15mm | 12.7mm | 150mm | 100.73 | 110.803
| SSFRC2075COP | 20mm | 19.05mm | 75mm | 51.43 | 56.573
| SSFRC20150COP | 20mm | 19.05mm | 150mm | 102.85 | 113.135
| SSFRC2575COP | 25mm | 25.4mm | 75mm | 56.1 | 61.71
| SSFRC25150COP | 25mm | 25.4mm | 150mm | 112.2 | 123.42
| SSFRC3275COP | 32mm | 31.75mm | 75mm | 59.79 | 65.769
| SSFRC32150COP | 32mm | 31.75mm | 150mm | 119.43 | 131.373
| SSFRC4075COP | 40mm | 38.1mm | 75mm | 64.39 | 70.829
| SSFRC40150COP | 40mm | 38.1mm | 150mm | 128.78 | 141.658
STAINLESS STEEL REPAIR CLAMP HALF CLAMPS | [5 empty] | A
| Code | Nominal Pipe Size | Outside Diameter | Length | Each | Inc Gst
| SSRC1575 | 15mm | 12.7mm | 75mm | 33.79 | 37.169
| SSRC15150 | 15mm | 12.7mm | 150mm | 67.79 | 74.569
| SSRC2075 | 20mm | 19.05mm | 75mm | 35.06 | 38.566
| SSRC20150 | 20mm | 19.05mm | 150mm | 70.13 | 77.143
| SSRC2575 | 25mm | 25.4mm | 75mm | 36.34 | 39.974
| SSRC25150 | 25mm | 25.4mm | 150mm | 72.68 | 79.948
| SSRC3275 | 32mm | 31.75mm | 75mm | 37.4 | 41.14
| SSRC32150 | 32mm | 31.75mm | 150mm | 74.8 | 82.28
| SSRC4075 | 40mm | 38.1mm | 75mm | 38.68 | 42.548
| SSRC40150 | 40mm | 38.1mm | 150mm | 77.35 | 85.085
| SSRC5075 | 50mm | 60.3mm | 75mm | 43.35 | 47.685
| SSRC50150 | 50mm | 60.3mm | 150mm | 86.7 | 95.37
| SSRC6575 | 65mm | 76mm | 75mm | 50.36 | 55.396
| SSRC65150 | 65mm | 76mm | 150mm | 100.73 | 110.803
| SSRC8075 | 80mm | 89mm | 75mm | 59.71 | 65.681
| SSRC80150 | 80mm | 89mm | 150mm | 119.43 | 131.373
| SSRC10075 | 100mm | 114mm | 75mm | 71.4 | 78.54
| SSRC100150 | 100mm | 114mm | 150mm | 142.8 | 157.08
| SSRC15075 | 150mm | 160mm | 75mm | 131.72 | 144.892
| SSRC150150 | 150mm | 160mm | 150mm | 236.07 | 259.677
| SSRC20075 | 200mm | 225mm | 75mm | 143.39 | 157.729
| SSRC200150 | 200mm | 225mm | 150mm | 254.89 | 280.379

## Van Leer Adapter
VAN LEER ADAPTORS |  |  |  |  | Back To Index
| CODE | SIZE | EACH | INC GST | A
| VLA 50 | 2" | 39.9 | 43.89
* Mainly used in 44 gallon drums
VLA50
| CODE | SIZE | EACH | INC GST | A
| VLAF50 | 2" | 31.75 | 34.925
| VLAM50 | 2" | 102.1 | 112.31
| VLACM50 | 2" | 110 | 121
VLAF50 | VLAFSW50 | 2" | 68 | 74.8
(VLAF50 Adaptor) 60 x 6 to 2"
Adaptor CPP, heavy duty, Glass filled Polypropylene (GPP)
S60x 6 x2"BSP, female - female.Black with rounded gasket.
To suit chemical tanks
VLAM50
S60 x 6 to 2"BSP Male Adaptor
S60 x 6 to 2"BSP Male
VLACM50
S60 X 6 to 2" Camlock
S60 X 6 to 2" Male Camlock
VLAFSW50
S60 X 6 TO 2" BSP Adaptor
S60 X 6 TO 2" BSP Female. Adaptor body
swivles independently from 2" Component

## Tank Outlets
TANK OUTLETS |  |  | Back To Index
BRASS FIXED FLANGE TANK OUTLET COMPLETE MALE / FEMALE THREAD
| CODE | SIZE | EACH | INC GST | A
| BTO20 | 3/4" X 1/2" | 16.4484 | 18.0932
| BTO25 | 1" x 3/4" | 17.6364 | 19.4
| BTO32 | 11/4 " x 1" | 21.0492 | 23.1541
| BTO40 | 11/2" x 11/4" | 23.7276 | 26.1004
| BTO50 | 2" X 1 1/2" | 40.3704 | 44.4074
| BTO80 | 3" | 83.0952 | 91.4047
| BTO100 | 4" | 141.7176 | 155.8894
BRASS ALL THREAD TANK OUTLET
COMPLETE - 2 LOOSE NUTS (6" Length)
| CODE | SIZE | EACH | INC GST | A
| BTO-AT20 | 3/4" | 27.17 | 29.887
| BTO-AT25 | 1" | 30.745 | 33.8195
| BTO-AT32 | 11/4" | 40.986 | 45.0846
| BTO-AT40 | 11/2" | 57.376 | 63.1136
| BTO-AT50 | 2" | 80.201 | 88.2211
| BTO-AT80 | 3" | 253 | 278.3
| BTO-AT8012 | 3" X 12" | 283.36 | 311.696
| BTO-AT100 | 4" | 318.923 | 350.8153
BRASS FIXED FLANGE TANK OUTLET (REVERSE THREAD)
| CODE | SIZE | EACH | INC GST | A
| BTOR20 | 3/4" X 1/2" | 29.104 | 32.0144
| BTOR25 | 1" X 3/4" | 36.8508 | 40.5359
| BTOR32 | 11/4" X 1" | 46.759 | 51.4349
| BTOR40 | 11/2" X 11/4" | 50.825 | 55.9075
| BTOR50 | 2" X 11/2" | 74 | 81.4
| BTOR65 | 21/2" | P.O.A. | P.O.A.
| BTOR80 | 3" | P.O.A. | P.O.A.
| BTOR100 | 4" | P.O.A. | P.O.A.
STAINLESS STEEL TANK OUTLETS
| CODE | SIZE | EACH | INC GST | A
| STF2015 | 3/4" X 1/2" | 39.5 | 43.45
| STF2520 | 1" X 3/4" | 41.9 | 46.09
| STF3225 | 11/4" X 1" | 92 | 101.2
| STF4032 | 11/2" X 11/4" | 139.5 | 153.45
| STF5040 | 2" X 11/2" | 170 | 187
THREADED POLYPROPYLENE TANK OUTLETS |  |  |  | Back To Index
| CODE | SIZE | EACH | INC GST | A
| PTO15 | 1/2" | 13.9 | 15.29
| PTO20 | 3/4" | 14.8 | 16.28
| PTO25 | 1" | 14.9 | 16.39
| PTO32 | 11/4" | 30.16 | 33.176
| PTO40 | 11/2" | 39.02 | 42.922
AUSTRALIAN | PTO50 | 2" | 48.43 | 53.273
MADE | PTO80 | 3" | 215.63 | 237.193
| PTO100 | 4" | P.O.A. | P.O.A.
Tank Outlets Complete with Gasket
More Plyable Polypropylene with thicker, Stronger Walls & Backnuts. Larger Body - Greater Life Expectancy
TANK OUTLET - CORRUGATED GASKET KIT
| CODE | SIZE | EACH | INC GST | A
| PTO-CG 1525 | 1/2" thru. to 1" | 32 | 35.2
| PTO-CG 3250 | 11/4" thru. to 2" | 43.1 | 47.41
AUSTRALIAN MADE
ALL THREAD POLYPROPYLENE TANK OUTLETS
All Thread Tank Outlets
| CODE | SIZE | EACH | INC GST | A
| PTO-AT 15 | 1/2" | 48.9 | 53.79
| PTO-AT 20 | 3/4" | 48.9 | 53.79
| PTO-AT 25 | 1" | 51.9 | 57.09
| PTO-AT 32 | 11/4" | 58.55 | 64.405
| PTO-AT 40 | 11/2" | 65.7 | 72.27
| PTO-AT 50 | 2" | 81.4 | 89.54
BULKHEAD POLYPROPYLENE TANK FITTINGS
| CODE | DESCRIPTION | HOLE SIZE | EACH | INC GST | A
| BTF15 | 1/2" Poly Bulkhead Tank Fitting | 1 5/8" | 33.26 | 36.586
| BTF20 | 3/4" Poly Bulkhead Tank Fitting | 1 5/8" | 33.26 | 36.586
| BTF25 | 1" Poly Bulkhead Tank Fitting | 2 1/4" | 40.8 | 44.88
| BTF32 | 1 1/4" Poly Bulkhead Tank Fitting | 2 1/4" | 46.06 | 50.666
| BTF40 | 11/2" Poly Bulkhead Tank Fitting | 3" | 70.86 | 77.946
| BTF50 | 2" Poly Bulkhead Tank Fitting | 3" | 70.86 | 77.946
| BTF50A | 2" Poly Bulkhead Tank Fitting | 3 3/4" | 91.1 | 100.21
| BTF80 | 3" Poly Bulkhead Tank Fitting NPT | 4 1/2" | 156.8 | 172.48
POLY BULKHEAD FITTINGS |  |  |  | Back To Index
▪Left Hand Thread |  | •Available with EPDM or FKM (viton type) gasket
•Double sided thread |  | •EPDM Gaskets
Bulk Head Tank Nuts |  | •Also available with FKM (viton type) gasket
| CODE |  | SIZE | EACH | INC GST | A
| TF073 |  | 1/2" | 20.1 | 22.11
| TF073 |  | 3/4" | 20.1 | 22.11
| TF103 |  | 1" | 15.12 | 16.632
| TF103 |  | 1 1/4" | 15.12 | 16.632
| TF153 |  | 1 1/2" | 15.12 | 16.632
| TF153 |  | 2" | 15.12 | 16.632
| TF223 | Suit BTF50A | 2" | 41.34 | 45.474
| TF303 |  | 3" | 71.9 | 79.09
Anti Vortex Tank Flange Prevents Swirl!
•Standard w/FKM (viton type) •Prevents swirl in bottom of tank
| CODE | DESCRIPTION | H/SIZE | EACH | INC GST | A
| TF100AV | 1" Tank Flange Anti Vortex | 2 1/4" | 78.92 | 86.812
| TF125AV | 1 1/4" Tank Flange Anti Vortex | 2 1/4" | 78.92 | 86.812
| TF150AV | 1 1/2" Tank Flange Anti Vortex | 3" | 98.7 | 108.57
| TF200AV | 2" Tank Flange Anti Vortex | 3" | 98.7 | 108.57
BRASS BACKNUTS FOR TANK OUTLETS
| CODE | DESCRIPTION | EACH | INC GST | A
| FBN 15 | 1/2" | 6.9 | 7.59
| FBN 20 | 3/4" | 6.9 | 7.59
| FBN 25 | 1" | 7.76 | 8.536
| FBN 32 | 11/4" | 8.34 | 9.174
| FBN 40 | 11/2" | 9.32 | 10.252
| FBN 50 | 2" | 11.39 | 12.529
| FBN 80 | 3" | 23.6 | 25.96
| FBN 100 | 4" | 44.71 | 49.181
POLY BACKNUTS FOR TANK OUTLETS
| CODE | DESCRIPTION | EACH | INC GST | A
| PBN 15 | 1/2" | 10.52 | 11.572
| PBN 20 | 3/4" | 12.43 | 13.673
| PBN 25 | 1" | 15.87 | 17.457
| PBN 32 | 11/4" | 23.76 | 26.136
| PBN 40 | 11/2" | 27.95 | 30.745
| PBN 50 | 2" | 42.32 | 46.552
WASHERS TO SUIT BRASS TANK OUTLETS
| CODE | DESCRIPTION | EACH | INC GST | A
| BTOW 20 | 3/4" | 1.55 | 1.705
| BTOW 25 | 1" | 1.61 | 1.771
| BTOW 32 | 11/4" | 1.7 | 1.87
| BTOW 40 | 11/2" | 1.82 | 2.002
| BTOW 50 | 2" | 1.87 | 2.057
WASHERS TO SUIT POLY TANK OUTLETS
| CODE | DESCRIPTION | EACH | INC GST | A
| PTOW 15 | 1/2" | 3.82 | 4.202
| PTOW 20 | 3/4" | 3.82 | 4.202
| PTOW 25 | 1" | 3.82 | 4.202
| PTOW 32 | 11/4" | 6.61 | 7.271
| PTOW 40 | 11/2" | 7.16 | 7.876
| PTOW 50 | 2" | 7.16 | 7.876

## Tank Fittings
316 STAINLESS STEEL SKIN FITTINGS |  |  |  | Back To Index
| CODE | SIZE | DESCRIPTION | EACH | INC GST | A
| SSSF 15 | 1/2" | 316 S/STEEL SKIN FITTING | 70.15 | 77.165
| SSSF 20 | 3/4" | 316 S/STEEL SKIN FITTING | 80.44 | 88.484
| SSSF 25 | 1" | 316 S/STEEL SKIN FITTING | 90.93 | 100.023
| SSSF 32 | 1 1/4" | 316 S/STEEL SKIN FITTING | 133.29 | 146.619
| SSSF 40 | 11/2" | 316 S/STEEL SKIN FITTING | 143.52 | 157.872
| SSSF 50 | 2" | 316 S/STEEL SKIN FITTING | 188.37 | 207.207
| SSSF 65 | 2 1/2" | 316 S/STEEL SKIN FITTING | 271.4 | 298.54
| SSSF 80 | 3": | 316 S/STEEL SKIN FITTING | 392.15 | 431.365
POLY MALE TANK FITTING
(Available in Black or White)
| CODE | SIZE |  | EACH | INC GST | A
| PMTF 15 | 1/2" |  | 12.17 | 13.387
| PMTF 20 | 3/4" |  | 15.32 | 16.852
| PMTF 25 | 1" |  | 17.69 | 19.459
| PMTF 32 | 1 1/4" |  | 25.58 | 28.138
| PMTF 40 | 1 1/2" |  | 33.47 | 36.817
| PMTF 50 | 2" |  | 41.34 | 45.474
BARBED TANK FITTINGS
Designed for connecting to tanks & sealed containers where internal
access is denied. A 304 stainless steel liner is incorporated in the
body to prevent the barbs from collapsing after insertion.
| CODE |  | SIZE | EACH | INC GST | A
| BTF 1110 |  | 1/2" Flat x 1/2" Fl | 26.9 | 29.59
| BTF 1210 |  | 1/2" Flat x [ 3/4" Fl / 1/2" Fl ] | 31 | 34.1
| BTF 3210 |  | 1" Flat x [ 1" MI / 3/4" Fl ] | 51.2 | 56.32
| BTF 3310 |  | 1" Flat x 1" MI | 47.2 | 51.92
| BTF 1021 |  | 1/2" Corrugated washer | 4.78 | 5.258
| BTF 3023 |  | 1" Corrugated washer | 10.96 | 12.056

## Thread tape & Sealants
THREAD SEAL TAPE |  |  |  |  | Back To Index
| CODE | PRICE EACH LOOSE $ |  | PRICE EACH $ 1000 ROLL QTY. |  | A
|  | EACH | INC GST | EACH | INC GST
| TT (12mm x 10M) Standard white | 0.67 | 0.737 | 0.57 | 0.627
| TTHD High Density white | 0.8 | 0.88 | 0.66 | 0.726
| TTHD-W (25mm x 10M) | 1.3161 | 1.4477
PINK PLUMBERS THREAD SEAL TAPE
| CODE | SIZE |  | EACH | INC GST | A
| PTTA1 100 BUY | A1 Brand pink plumbers tape (0.1mm x 12mm x 10M) |  | 2.3 | 2.53
| PTTA1 | A1 Brand pink plumbers tape (0.1mm x 12mm x 10M) |  | 2.73 | 3.003
| PTTA1-30 | Tradesman pack pink plumbers tape (0.1mm x 12mm x 30M) |  | 6.9 | 7.59
| PTTA1-W | A1 Brand pink plumbers tape (0.1mm x 20mm x 10M) |  | 2.99 | 3.289
| PTT | "Boston" Brand pink plumbers tape (0.1mm x 12mm x 10M) |  | 3.45 | 3.795
| BTT | Boston Blue thread seal tape (0.1mm x 12mm x 10M) |  | 3.5 | 3.85
GAS TAPE (YELLOW)
(A.G.A. APPROVAL NO 4867)
| CODE | SIZE |  | EACH | INC GST | B
| GTT | (0.1mm x 12mm x 10M) |  | 6.04 | 6.644
| GTT-W | (0.1mm x 25mm x 10M) |  | 14.95 | 16.445
DUCTING TAPE
| CODE | SIZE |  | EACH | INC GST | B
| SDT | 48mm x 30M roll (single buy) SILVER |  | 7.5 | 8.25
| 48mm x 30M roll (carton buy 60 rolls) Silver |  |  | 6.3345 | 6.968
| BDT | BLACK 48mm x 30M ROLL |  | 7.9928 | 8.7921
INSULATION TAPE |  |  |  |  | Back To Index
| CODE | SIZE |  | EACH | INC GST | A
| IT | 18mm x 20M ROLL |  | 2.63 | 2.893
( Avalible in: Black, Red. Other colours available on request)
STAG JOINTING PASTE
| CODE | SIZE |  | EACH | INC GST | A
| STAG200 | 200G tube |  | 28.69 | 31.559
TEFLON THREAD SEALANT PASTE
| CODE | SIZE |  | EACH | INC GST | A
| ULTRASEAL236 | 236ml Can |  | 47.85 | 52.635
BOSTON LIQUID SEALANT
| CODE | SIZE |  | EACH | INC GST | A
| BLS50 | Single buy 50ml Tube |  | 15 | 16.5
|  | 10 buy 50ml Tube |  | 13 | 14.3

## Float Valves
BRONZE FLOAT VALVES |  |  | Back To Index
| CODE | DESCRIPTION | EACH | INC GST | A
| ABFVLP 25 | 1" L.P. valve with 7" plastic ball | 212.28 | 233.508
| ABFVHP 25 | 1" H.P. valve with 7" plastic ball | 212.28 | 233.508
| ABFVLP 32 | 11/4" L.P. valve with 7" plastic ball | 215.29 | 236.819
| ABFVHP 32 | 1 1/4" H.P. valve with 7" plastic ball | 215.29 | 236.819
| ABFVLP 40 | 11/2" L.P. valve with 9" plastic ball | 398.02 | 437.822
| ABFVHP 40 | 1 1/2" H.P. valve with 9" plastic ball | 398.02 | 437.822
| ABFVLP 50 | 2" L.P. valve with 9" plastic ball | 407.5 | 448.25
| ABFVHP 50 | 2" H.P. valve with 9" plastic ball | 407.5 | 448.25
BRONZE FLOAT VALVES
Suitable for underwater applications
Brass chain off arm, S/S chain & Split rings
| CODE | DESCRIPTION | EACH | INC GST | A
| ABFVLP25UW | 1" L.P. C/W 5" ARM & 7" BALL | 274.43 | 301.873
| ABFVHP25UW | 1" H.P. C/W 5" ARM & 7" BALL | 274.43 | 301.873
| ABFVLP32UW | 1 1/4" L.P. C/W 5" ARM & 7" BALL | 282 | 310.2
| ABFVHP32UW | 1 1/4"H.P. C/W 5" ARM & 7" BALL | 282 | 310.2
| ABFVLP40UW | 1 1/2" L.P. C/W 9" ARM & 9" BALL | 457.2 | 502.92
| ABFVHP40UW | 1 1/2" H.P. C/W 9" ARM & 9" BALL | 457.2 | 502.92
| ABFVLP50UW | 2" L.P. C/W 9" ARM & 9" BALL | 467.36 | 514.096
| ABFVHP50UW | 2" H.P. C/W 9" ARM & 9" BALL | 467.36 | 514.096
5 YEAR WARRANTY AGAINST CORROSION
Low Pressure Valves 1" & 11/4" (fitted with 7" Ball) |  |  | Rated to 30 Psi
Low Pressure Valves 1" & 11/4" (fitted with 9" Ball)* |  |  | Rated to 80 Psi
Low Pressure Valves 11/2" (fitted with 9" Ball) |  |  | Rated to 15 Psi
Low Pressure Valves 2" (fitted with 9" Ball) |  |  | Rated to 12 Psi
High Pressure Valves 1" & 11/4" (fitted with 7" Ball) |  |  | Rated to 60 Psi
High Pressure Valves 1" & 11/4" (fitted with 9" Ball)* |  |  | Rated to 90 Psi
High Pressure Valves 11/2" & 2" (fitted with 9" Ball) |  |  | Rated to 60 Psi
(*) Valves fitted with larger 9" Ball attract additional $12.00 + GST charge -
Add a "9" to the code when ordering
Apex Brass Full Flow Valves
Recommended Float Size = 150mm (6")
Working Pressure 0 to 1030 Kpa (150psi)
| CODE | DESCRIPTION | EACH | INC GST | A
| A20B 20 | (20mm - 3/4") | 89.47 | 98.417
| A20B 25 | (25mm - 1") | 93.73 | 103.103
Acetyl Full Flow - Brass Arm |  |  | Back To Index
Recommended Float Size = 150mm (6")
Long Arm Working Pressure 0 to 1170 Kpa (170psi)
| CODE | DESCRIPTION | EACH | INC GST | A
| P20 15 | (15mm - ½") | 46.67 | 51.337
| P20 20 | (20mm - 3/4") | 46.67 | 51.337
| P20 25 | (25mm - 1") | 46.67 | 51.337
Short Arm Version Working Pressure 0 to 950Kpa (135psi)
| CODE | DESCRIPTION | EACH | INC GST | A
| P20 20 S/ARM | (20mm - 3/4") | 46.67 | 51.337
| P20 25 S/ARM | (25mm - 1") | 46.68 | 51.348
Acetyl Full Flow - Long Tail Version - Brass Arm
Recommended Float Size = 150mm (6")
Long Arm Working Pressure 0 to 1170 Kpa (170psi)
| CODE | DESCRIPTION | EACH | INC GST | A
| P20 20 LTB | (20mm - 3/4") | 53.68 | 59.048
| P20 25 LTB | (25mm - 1") | 53.68 | 59.048
Short Arm Working Pressure 0 to 950Kpa (135psi)
| CODE | DESCRIPTION | EACH | INC GST | A
| P20 20 S/A LTB | (20mm - 3/4") | 53.68 | 59.048
| P20 25 S/A LTB | (25mm - 1") | 53.68 | 59.048
Acetyl Reservoir Valves - Brass Arm Ajustable |  |  | Back To Index
Recommended Float Size = 150mm (6")
Working Pressure with one float - 0 to 550Kpa (80psi)
with two floats - 0 to 850 Kpa (120psi)
| CODE | DESCRIPTION | EACH | INC GST | A
| P20 - 32 | (32mm - 11/4") | 224.55 | 247.005
| P20 - 40 | (40mm - 1 1/2") | 225.8 | 248.38
| P20 - 50 | (50mm - 2") | 231 | 254.1
Acetyl Dual Level Reservoir Valves - Brass Arms Adjustable
Supplied with two orange 150mm (6") floats
Working Pressure 0 to 700 Kpa (100psi)
| CODE | DESCRIPTION | EACH | INC GST | A
| P21 32 | (32mm - 11/4") | 329.88 | 362.868
| P21 40 | (40mm - 1 1/2") | 329.88 | 362.868
| P21 50 | (50mm - 2") | 329.88 | 362.868
BRASS FLOAT VALVES
C/W PLASTIC PISTON
| CODE | SIZE | EACH | INC GST | A
| BRFVP 15 | 1/2" | 26.565 | 29.2215
| BRFVP 20 | 3/4" | 31.339 | 34.4729
| BRFVP 25 | 1" | 43.549 | 47.9039
PLEASE NOTE:- BRASS FLOAT VALVE C/W PLASTIC PISTON
WILL BE SUPPLIED UNLESS OTHERWISE SPECIFIED
BRASS FLOAT VALVES
C/W BRASS PISTON
| CODE | SIZE | EACH | INC GST | A
| BRFVB 20 | 3/4" | 60.38 | 66.418
| BRFVB 25 | 1" | 74.64 | 82.104
ARMLESS VALVES - DIAPHRAM TYPE |  |  | Back To Index
Sectional View
Important :-Apex XtraFlo Armless Valves require a minimum
35Kpa (5psi) at the valve entry in order to operate efficiently,
MAX PRESSURE 175 psi
Note :- 11'6" of head = 5psi approx
| CODE | DESCRIPTION | EACH | INC GST | A
| XTF20 | 20mm (3/4" BSP) | 113.23 | 124.553
| XTF25 | 25mm (1" BSP) | 113.23 | 124.553
| XTF32 | 32mm (11/4" BSP) | 146.62 | 161.282
Long Tail with Backnut
(5PSI to 150 PSI)
| CODE | DESCRIPTION | EACH | INC GST | A
| XTF20TB | 20mm (3/4" BSP) | 121.63 | 133.793
| XTF25TB | 25mm (1" BSP) | 135.36 | 148.896
Top Entry Version
Supplied with 115mm (4 ½" Float)
| CODE | DESCRIPTION | EACH | INC GST | A
| XTFTE20 | 20mm (3/4" BSP) | 145.19 | 159.709
| XTFTE25 | 25mm (1" BSP) | 156.2 | 171.82
| XTFTE32 | 32mm (1 1/4" BSP) | 173.03 | 190.333
PISTON TYPE VALVES |  |  | Back To Index
Apex Brass High/Low Valves - Removable insert for LP
Recommended Float Size = 150mm (6") for High Pressure Applications
= 115mm (41/2") for Low Pressure Applications
Working Pressure 0 to 1030 Kpa (150psi)
| CODE | SIZE | EACH | INC GST | A
| AHL220 15 | (15mm -1/2") | 69.65 | 76.615
| AHL220 20 | (20mm - 3/4") | 71.2 | 78.32
Apex All Plastic (Nylon) High Flow Valves
Working Pressure 0 to 850 Kpa (120psi)
| CODE | SIZE | EACH | INC GST | A
| P15-SS | (15mm -1/2") | 65.2 | 71.72
| P20-SS | (20mm - 3/4") | 65.2 | 71.72
APEX RAIN AID
| CODE | SIZE | EACH | INC GST | A
| LTRA 20 | 3/4" RainAid Valve 20mm | 311.1 | 342.21
APEX PUMP BUDDY
| CODE | SIZE | EACH | INC GST | A
| PB 20 | 3/4" Apex PumpBuddy Valve 20mm | 365.05 | 401.555
| PB 25 | 1" Apex PumpBuddy Valve 25mm | 378.93 | 416.823
| PB 32 | 1 1/4" Apex PumpBuddy Valve 32mm | 402.05 | 442.255
| PB 20 LT | 3/4" Apex PumpBuddy Valve 20mm - long thread | 378.93 | 416.823
| PB 25 LT | 1" Apex PumpBuddy Valve 25mm - long thread | 402.05 | 442.255

## Float Valve Accessories
FLOAT VALVE ACCESSORIES |  |  |  | Back To Index
CORD AND NIPPLE
| CODE | DESCRIPTION | EACH | INC GST | A
| CORDB | Cord x Brass | 16.95 | 18.645
| CORDP | Cord x Plastic | 7.81 | 8.591
PLASTIC FLOAT BALLS
| CODE | SINGLE BUY $ |  | 10 BUY |  | A
|  | EACH | INC GST | EACH | INC GST
| FB 100 4" | 6.04 | 6.644 | 5.38 | 5.918
| FB 150 6" | 9.49 | 10.439 | 7.96 | 8.756
| FB XTF Blue | 9.49 | 10.439
APEX 2 FLOAT ADAPTOR
TO SUIT ACETAL FULL FLOW
| CODE | DESCRIPTION | EACH | INC GST | A
| A2FA | RESERVOIR VALVE | 13.9 | 15.29
PISTONS FOR BRASS FLOAT VALVES
(FLOAT VALVE CODES BRFVP & BRFVB)
| CODE | DESCRIPTION | EACH | INC GST | A
| FVPP 15 | W PLASTIC PISTON | 6.9 | 7.59
| FVPP 25 | 3/4" - 1" PLASTIC PISTON | 8.63 | 9.493
| FVPB 25 | 3/4" - 1" BRASS PISTON | 13.2 | 14.52
| FVARM15 | 1/2" FLOAT VALVE ARMS | 14.09 | 15.499
| FVARM25 | 3/4" - 1" FLOAT VALVE ARMS | 14.09 | 15.499
NOTE:- FLOAT VALVE PISTON & ARM ARE USED ON BRASS FLOAT VALVE
BRFVP & BRFVB ON PAGE 63
Back To Index
FLOAT VALVE SPARE PARTS (To suit Ali bronze float valves)
CODE | DESCRIPTION |  |  | EACH | INC GST | A
ABFV32FLAP | VALVE FLAP SMALL C/W RUBBER (Suits 1" - 1 ¼") |  |  | POA | POA
ABFV40FLAP | VALVE FLAP LARGE C/W RUBBER (Suits 1 1/2" - 2") |  |  | POA | POA
ABFVRS | VALVE FLAP RUBBER ONLY (Suits 1" - 1 ¼") |  |  | POA | POA
ABFVRL | VALVE FLAP RUBBER ONLY (Suits 1 1/2" - 2") |  |  | POA | POA
BA3LN | 3" BRASS ARM STD C/W LOCKNUT-UNF X ½" (Suits 1"-1 ¼") |  |  | POA | POA
BA5LN | 5" BRASS ARM STD C/W LOCKNUT-UNF X ½" (Suits 1"-1 ¼") |  |  | POA | POA
BA7LN | 7" BRASS ARM STD C/W LOCKNUT-UNF X ½" (Suits 1"-2") |  |  | POA | POA
BA9LN | 9" BRASS ARM STD C/W LOCKNUT-UNF X ½" (Suits 1"-1 ¼") |  |  | POA | POA
BA12LN | 12" BRASS ARM STD C/W LOCKNUT-UNF X ½" (Suits 1"-1¼") |  |  | POA | POA
FB175 | 7" FLOAT BALL |  |  | POA | POA
FB225 | 9" FLOAT BALL |  |  | POA | POA
FLOAT VALVE SPARE PARTS
FOR UNDERWATER APPLICATIONS
CODE | DESCRIPTION |  |  | EACH | INC GST | A
ABFVFLOATSTUB | 2" BRASS CHAIN OFF ARM C/W ½" W LOCK NUT |  |  | POA | POA
COR5 | 5" BRASS CHAIN OFF ARM Std Unf x HOLE END (Suits 1" - 1 ¼") |  |  | POA | POA
COR7 | 7" BRASS CHAIN OFF ARM Std Unf x HOLE END (Suits 1" - 1 ¼") |  |  | POA | POA
COR9 | 9" BRASS CHAIN OFF ARM Std Unf x HOLE END (Suits 1 1/2" - 2") |  |  | POA | POA
COR12 | 12" BRASS CHAIN OFF ARM Std Unf x HOLE END (Suits 1 1/2" - 2") |  |  | POA | POA
BA5FT | 5" BRASS ARM FOR CAP OFF ENDS-UNF x UNF (Suits 1" - 1 ¼") |  |  | POA | POA
BA7FT | 7" BRASS ARM FOR CAP OFF ENDS-UNF x UNF (Suits 1" - 1 ¼") |  |  | POA | POA
BA9FT | 9" BRASS ARM FOR CAP OFF ENDS-UNF x UNF (Suits 1 1/2" - 2") |  |  | POA | POA
BA12FT | 12" BRASS ARM FOR CAP OFF ENDS-UNF x UNF (Suits 1 1/2" - 2") |  |  | POA | POA
ABFVSPLIT | STAINLESS STEEL SPLIT RINGS- 2 PER VALVE |  |  | POA | POA
ABFVS/STEELCHAIN | 15" LENGTH STAINLESS STEEL CHAIN |  |  | POA | POA

## Pump Buckets & Cable Ties
LEATHER PUMP BUCKETS |  |  |  | Back To Index
No. 3 Oil Finish
| CODE | SIZE | PACK SIZE | EACH | INC GTS | A
| LPB01 | 1" | 10 | 11.28 | 12.408
| LPB01 1/8 | 1 1/8" | 10 | 11.93 | 13.123
| LPB0011/4 | 1 1/4" | 10 | 12.88 | 14.168
| LPB01 3/8 | 1 3/8" | 10 | 13.5 | 14.85
| LPB01 1/2 | 1 1/2" | 10 | 14.44 | 15.884
| LPB01 3/4 | 1 3/4" | 10 | 17.26 | 18.986
| LPB01 7/8 | 1 7/8" | 10 | 19.17 | 21.087
| LPB02 | 2" | 10 | 19.17 | 21.087
| LPB02 ¼ | 2 1/4" | 10 | 20.4 | 22.44
| LPB02 3/8 | 2 3/8" | 10 | 22.59 | 24.849
| LPB02 ½ | 2 1/2" | 10 | 22.61 | 24.871
| LPB02 5/8 | 2 5/8" | 10 | 24.8 | 27.28
| LPB02 ¾ | 2 3/4" | 10 | 24.8 | 27.28
| LPB03 | 3" | 10 | 26.88 | 29.568
| LPB03 ¼ | 31/4" | 4 | 27.62 | 30.382
| LPB03 ½ | 3 1/2" | 4 | 28.26 | 31.086
| LPB03 ¾ | 3 3/4" | 4 | 31.08 | 34.188
| LPB04 | 4" | 4 | 34.21 | 37.631
| LPB04 1/4 | 4 1/4" | 4 | 36.74 | 40.414
| LPB04 ½ | 4 1/2" | 4 | 44.88 | 49.368
| LPB043/4 | 4 3/4" | 4 | 50.22 | 55.242
| LPB05 | 5" | 4 | 56.5 | 62.15
| LPB05 1/4 | 5 1/4" | 4 | 73.5 | 80.85
| LPB05 1/2 | 5 1/2" | 4 | 73.5 | 80.85
| LPB05 3/4 | 5 3/4" | 4 | 128.68 | 141.548
| LPB06 | 6" | 4 | 128.68 | 141.548
LEATHER PUMP BUCKETS OPEN CENTER
No. 3 Oil Finish | CODE | SIZE | PACK SIZE | EACH | INC GTS | A
| LPB02OC | 2" | 10 | 19.17 | 21.087
| LPB021/4OC | 2 1/4" | 10 | 20.4 | 22.44
| LPB023/8OC | 2 3/8" | 10 | 22.59 | 24.849
| LPB021/2OC | 2 1/2" | 10 | 22.61 | 24.871
| LPB025/8OC | 2 5/8" | 10 | 24.8 | 27.28
| LPB023/4OC | 2 3/4" | 10 | 24.8 | 27.28
| LPB03OC | 3" | 10 | 26.88 | 29.568
| LPB031/4OC | 31/4" | 4 | 27.62 | 30.382
| LPB031/2OC | 3 1/2" | 4 | 28.26 | 31.086
| LPB033/4OC | 3 3/4" | 4 | 31.08 | 34.188
| LPB04OC | 4" | 4 | 34.21 | 37.631
RUBBER EXPANSION JOINTS |  |  |  | Back To Index
| CODE | SIZE | EACH | INC GST | A
| REJ 32 | 11/4" | 123.3336 | 135.667
| REJ 40 | 11/2" | 123.3336 | 135.667
| REJ 50 | 2" | 135.6784 | 149.2462
| REJ 65 | 2 1/2" | 178.4432 | 196.2875
| REJ 80 | 3" | 216.6528 | 238.3181
| REJ 100 | 4" | 234.3432 | 257.7775
| REJ 125 | 5" | 296.0152 | 325.6167
| REJ 150 | 6" | 394.68 | 434.148
| REJ 200 | 8" | 555.0064 | 610.507
| REJ 250 | 10" | 838.6976 | 922.5674
| REJ 300 | 12" | 1060.7168 | 1166.7885
NYLON CABLE TIES
UV TREATED
| CODE | SIZE | P/100 Buy | INC GST | A
| CT10025 | 100mm x 2.5mm | 2.25 | 2.475
| CT14036 | 140mm x 3.6mm | 5.4 | 5.94
| CT15025 | 150mm x 2.5mm | 3.15 | 3.465
| CT20026 | 200mm x 2.6mm | 4.5 | 4.95
| CT20036 | 200mm x 3.6mm | 7.2 | 7.92
| CT25048 | 250mm x 4.8mm | 11.7 | 12.87
| CT30048 | 300mm x 3.6mm | 13.5 | 14.85
| CT36048 | 360mm x 4.8mm | 17.55 | 19.305
| CT30078 | 300mm x 7.8mm | 30.6 | 33.66
| CT36578 | 365mm x7.8mm | 31.95 | 35.145
| CT45078 | 450mm x7.8mm | 40.5 | 44.55
| CT65012 | 650mm x 12mm | 72.9 | 80.19
| CT750126 | 750mm x 12.6mm | 89.1 | 98.01

## Saddles
GAL PIPE CLIPS (SADDLES) | [6 empty] | Back To Index
| CODE | SIZE | EACH | INC GST | QTY PACK | PRICE PACK | PACK INC GST | A
| GPC 15 | 1/2" | 0.64 | 0.704 | 100 | 0.59 | 0.649
| GPC 20 | 3/4" | 0.83 | 0.913 | 100 | 0.75 | 0.825
| GPC 25 | 1" | 1.24 | 1.364 | 100 | 1.13 | 1.243
| GPC 32 | 1 1/4" | 2.25 | 2.475 | 50 | 2.04 | 2.244
| GPC 40 | 1 1/2" | 2.39 | 2.629 | 50 | 2.17 | 2.387
| GPC 50 | 2" | 2.99 | 3.289 | 50 | 2.7 | 2.97
| GPC 65 | 2 1/2" | 10.9 | 11.99 | 50 | 9.88 | 10.868
| GPC 80 | 3" | 11.73 | 12.903 | 50 | 10.63 | 11.693
| GPC 100 | 4" | 14.72 | 16.192 | 50 | 13.34 | 14.674
NYLON COATED SADDLES
| CODE | SIZE | EACH | INC GST | A
| NCS 15 | 1/2'' | 1.55 | 1.705
| NCS 20 | 3/4" | 1.6 | 1.76
| NCS 25 | 1" | 1.65 | 1.815
| NCS 32 | 11/4" | 1.76 | 1.936
| NCS 40 | 1 1/2" | 1.95 | 2.145
| NCS 50 | 2" | 2.4 | 2.64
DWV - STORMWATER NYLON COATED SADDLES
| CODE | SIZE | EACH | INC GST | A
| NCS40DWV | 40mm | 1.4 | 1.54
| NCS50DWV | 50mm | 1.55 | 1.705
| NCS65DWV | 65mm | 2.4 | 2.64
| NCS80DWV | 80mm | 3.3 | 3.63
| NCS100DWV | 100mm | 3.69 | 4.059
| NCS90SW | 90mm | 2.96 | 3.256
STAINLESS STEEL SADDLES
| CODE | SIZE | EACH | INC GST | A
| SSPC15 | 1/2'' | 3.65 | 4.015
| SSPC20 | 3/4" | 4.15 | 4.565
| SSPC25 | 1" | 5.51 | 6.061
| SSPC32 | 11/4" | 7.4 | 8.14
| SSPC40 | 1 1/2" | 9.78 | 10.758
| SSPC50 | 2" | 10.6 | 11.66

## Hose Nozzels & Adapters
HOSE NOZZLES AND ADAPTORS |  |  |  | Back To Index
| CODE | SIZE | EACH | INC GST | A
LARGE POWER JET NOZZLE | LPJN 38 | 40mm | 96.62 | 106.282
SMALL POWER JET NOZZLE | SPJN 25 | 25mm | 77.45 | 85.195
HOSE REEL NOZZLE | HRN 20 | 20mm | 61.55 | 67.705
POWER SPRAY NOZZLE | PSN 20 | 20mm | 34.15 | 37.67
DESCRIPTION | CODE | SIZE | EACH | INC GST | A
ALUMINIUM JET FOG NOZZLE | JFNA 32 | NW32 | 126.79 | 139.469
| CODE | SIZE | EACH | INC GST | A
| HTAA3240 | 32 X 40 | 25.55 | 28.105
| HTAA3232 | 32 X 32 | 25.55 | 28.105
| HTAA3225 | 32 X 25 | 25.55 | 28.105
Cast and treated Aluminium for rugged, long lasting, smooth operation
(with intergral bumper)

## Gauges
GLYCERINE FILLED PRESSURE GAUGE |  |  |  |  | Back To Index
TYPE "A" STAINLESS STEEL "FLOWLINE BRAND"
CASE, DUAL FACE PSI/KPA, 60MM
WITH 1/4" BSP BOTTOM CONNECT TUBE
| CODE | PSI | KPA | EACH | INC GST | A
| PGSS15 | 15 | 100 | 35.203 | 38.7233
| PGSS30 | 30 | 200 | 35.203 | 38.7233
| PGSS60 | 60 | 400 | 35.203 | 38.7233
| PGSS100 | 100 | 700 | 35.203 | 38.7233
| PGSS160 | 160 | 1100 | 35.203 | 38.7233
| PGSS200 | 200 | 1400 | 35.203 | 38.7233
| PGSS300 | 300 | 2000 | 35.203 | 38.7233
| PGSS600 | 600 | 4000 | 35.203 | 38.7233
| PGSS1000 | 1000 | 7000 | 35.203 | 38.7233
| PG25B3000 | 3000 | 20000 | 44 | 48.4
| PG25B6000 | 6000 | 40000 | 44 | 48.4
HAWK NORMAL PRESSURE GAUGE
TYPE "A" BLACK PAINTED CASE
DUAL FACE PSI/KPA 60MM (2 1/2")
| CODE | PSI | KPA | EACH | INC GST | A
| PG600 | 600 | 4000 | 19.6666 | 21.6333
| PG1000 | 1000 | 7000 | 19.6666 | 21.6333
VACUUM GAUGE
| CODE |  |  | EACH | INC GST | A
| PGV | 60MM Bottom entry |  | 46.5129 | 51.1642
-100 - 0 Kpa
COMPOUND GAUGE
| CODE |  |  | EACH | INC GST | A
| PGCOMPOUND | 60MM Bottom entry |  | 41.623 | 45.7853
70 PSI to -15 PSI
GLYCERINE FILLED PRESSURE GAUGE
STAINLESS STEEL CASE
DUAL SCALE PSI/KPA
`A-TYPE' 100mm W/ 3/8" BSP BOTTOM CONNECT TUBE
| CODE | PSI | KPA | EACH | INC GST | A
| PG4B 35 | 35 PSI | 250 KPA | 116.1485 | 127.7634
| PG4B 60 | 60 PSI | 400 KPA | 116.1485 | 127.7634
| PG4B 100 | 100 PSI | 700 KPA | 116.1485 | 127.7634
| PG4B 150 | 150 PSI | 1000 KPA | 116.1485 | 127.7634
| PG4B 230 | 230 PSI | 1600 KPA | 116.1485 | 127.7634
| PG4B 350 | 350 PSI | 2500 KPA | 116.1485 | 127.7634
| PG4B 1000 | 1000PSI | 7000 KPA | 176.6356 | 194.2992
| PG4B 3000 | 3000 PSI | 20000 KPA | 176.6356 | 194.2992
| PG4B 6000 | 6000 PSI | 40000 KPA | 181.8893 | 200.0782
GLYCERINE FILLED PRESSURE GAUGE |  |  |  |  | Back To Index
STAINLESS STEEL CASE
DUAL SCALE PSI/KPA
AD-TYPE' 100MM W 3/8" BSP SIDE BACK CONNECT TUBE
| CODE | PSI | KPA | EACH | INC GST | A
| PG4R 1000 | 1000 PSI | 7000 KPA | 211.5283 | 232.6811
| PG4R 3000 | 3000 PSI | 20000 KPA | 211.5283 | 232.6811
| PG4R 6000 | 6000 PSI | 40000 KPA | 220.6554 | 242.7209
AD-TYPE 60mm W 1/4" BSP CENTRE BACK CONNECT TUBE
| CODE | PSI | KPA | EACH | INC GST | A
| PG25R 30 | 30 PSI | 250 KPA | 61.1826 | 67.3009
| PG25R 60 | 60 PSI | 400 KPA | 61.1826 | 67.3009
| PG25R 100 | 100 PSI | 700 KPA | 61.1826 | 67.3009
| PG25R 150 | 150 PSI | 1000 KPA | 61.1826 | 67.3009
| PG25R 200 | 200 PSI | 1400 KPA | 61.1826 | 67.3009
| PG25R 350 | 350 PSI | 2500 KPA | 61.1826 | 67.3009
| PG25R 1000 | 1000 PSI | 7000 KPA | 74.7502 | 82.2252
| PG25R 3000 | 3000 PSI | 20000 KPA | 74.7502 | 82.2252
| PG25R 6000 | 6000 PSI | 40000 KPA | 82.5077 | 90.7585
"U" CLAMP & FLANGES FOR PRESSURE GAUGES
| CODE |  |  | EACH | INC GST | A
| PGUC60 | U CLAMP FOR 60mm |  | 9.28 | 10.208
CENTRE BACK ENTRY PRESSURE GAUGE
| PGF60 |  |  | 12.87 | 14.157
STAINLESS STEEL FLANGE FOR 60mm AD-TYPE
(REAR ENTRY) PRESSURE GAUGE

## Brass Hose Tails
BRASS NUT AND TAILS |  |  |  | Back To Index
INDUSTRIAL HOSE FITTINGS, LONG TAILS MACHINED
| CODE | THREAD SIZE | TAIL SIZE | EACH | INC GST | A
| BRNT 1515 | 1/2" BSP | 1/2" | 8.51 | 9.361
| BRNT 2015 | 3/4" BSP | 1/2" | 9.52 | 10.472
| BRNT 2020 | 3/4" BSP | 3/4" | 10.45 | 11.495
| BRNT 2515 | 1" BSP | 1/2" | 13.36 | 14.696
| BRNT 2520 | 1" BSP | 3/4" | 11.75 | 12.925
| BRNT 2525 | 1" BSP | 1" | 16.3 | 17.93
| BRNT 3225 | 1 1/4" BSP | 1" | 32.92 | 36.212
| BRNT 3232 | 1 1/4" BSP | 1 1/4" | 19.5 | 21.45
| BRNT 4032 | 11/2" BSP (cast) | 1 1/4" | 37.92 | 41.712
| BRNT 4040 | 11/2" BSP | 11/2" | 26.09 | 28.699
| BRNT 5040 | 2" BSP (cast) | 11/2" | 47.94 | 52.734
| BRNT 5050 | 2" BSP | 2" | 36.36 | 39.996
| BRNT 6565 | 2 1/2" BSP | 2 1/2" | 85.24 | 93.764
| BRNT 8080 | 3" BSP | 3" | 87.6 | 96.36
| BRNT 100100 | 4" BSP | 4" | 146.12 | 160.732
BRASS MALE TAILS
INDUSTRIAL HOSE FITTINGS, LONG TAILS MACHINED
| CODE | THREAD SIZE | TAIL SIZE | EACH | INC GST | A
| BRMT 1515 | 1/2" BSP | 1/2" | 6.06 | 6.666
| BRMT 2020 | 3/4" BSP | 3/4" | 8.18 | 8.998
| BRMT 2515 | 1" BSP | 1/2" | 19.02 | 20.922
| BRMT 2525 | 1"BSP | 1" | 11.79 | 12.969
| BRMT 2532 | 1"BSP | 1 1/4" | 30.73 | 33.803
| BRMT 3225 | 1 1/4" BSP | 1" | 30.73 | 33.803
| BRMT 3232 | 1 1/4" BSP | 11/4" | 17.89 | 19.679
Medium | BRMT 3240 | 1 1/4" BSP | 11/2" | 39.49 | 43.439
Medium | BRMT 4032 | 11/2" BSP | 11/4" | 39.49 | 43.439
| BRMT 4040 | 11/2" BSP | 11/2" | 23.67 | 26.037
Medium | BRMT 5040 | 2" BSP | 11/2" | 38.89 | 42.779
| BRMT 5050 | 2" BSP | 2" | 35.37 | 38.907
| BRMT 6565 | 21/2" BSP | 2 1/2" | 81.45 | 89.595
| BRMT 8080 | 3" BSP | 3" | 71.98 | 79.178
| BRMT 100100 | 4" BSP | 4" | 121.21 | 133.331
Please Note:- All Brass Nut and Tails and Male Tails have long tails except
the ones marked with medium, which have medium length tails.
REPLACEMENT WASHERS
FOR NUT AND TAILS | [5 empty] | B
| CODE | SIZE | PRICE EACH (LOOSE) PRICE EACH PRICE GST |  | PRICE EACH (100 BUY) PRICE EACH PRICE GST
| BRNTW15 | 1/2" | 0.8343 | 0.91773 | 0.6901 | 0.75911
| BRNTW20 | 3/4" | 0.9476 | 1.0424 | 0.7416 | 0.81576
| BRNTW25 | 1" | 1.0712 | 1.1783 | 0.8343 | 0.91773
| BRNTW32 | 11/4" | 1.3081 | 1.4389 | 1.0094 | 1.1103
| BRNTW40 | 11/2" | 1.442 | 1.5862 | 1.1021 | 1.2123
| BRNTW50 | 2" | 1.5656 | 1.7222 | 1.2772 | 1.4049
| BRNTW65 | 2 1/2" | 4.1509 | 4.566 | POA | POA
| BRNTW80 | 3" | 4.4805 | 4.9285 | POA | POA
| BRNTW100 | 4" | 5.3354 | 5.8689 | POA | POA

## Brass Airline Fittings
BRASS AIRLINE FITTINGS |  |  |  | Back To Index
P3 MALE TAIL PIECE
| CODE | TUBE x BSP | EACH | INC GST | B
| P30303 | 1/8" x 1/8" | 2.5864 | 2.845
| P30503 | 3/16" x 1/8" | 2.6288 | 2.8917
| P30506 | 3/16" x 1/4" | 3.0634 | 3.3697
| P30603 | 1/4" x 1/8" | 2.6288 | 2.8917
| P30606 | 1/4" x 1/4" | 3.0634 | 3.3697
| P30610 | 1/4" x 3/8" | 4.611 | 5.0721
| P30615 | 1/4" x 1/2" | 7.0384 | 7.7422
| P30803 | 5/16" x 1/8" | 2.6288 | 2.8917
| P30806 | 5/16" x 1/4" | 3.0634 | 3.3697
| P30810 | 5/16" x 3/8" | 4.611 | 5.0721
| P30815 | 5/16" x 1/2" | 7.0384 | 7.7422
| P31003 | 3/8" x 1/8" | 2.6288 | 2.8917
| P31006 | 3/8" x 1/4" | 3.0634 | 3.3697
| P31010 | 3/8" x 3/8" | 4.611 | 5.0721
| P31015 | 3/8" x 1/2" | 7.0384 | 7.7422
| P31503 | 1/2" x 1/8" | 3.498 | 3.8478
| P31506 | 1/2" x 1/4" | 3.498 | 3.8478
| P31510 | 1/2" x 3/8" | 4.611 | 5.0721
| P31515 | 1/2" x 1/2" | 6.4024 | 7.0426
| P31520 | 1/2" x 3/4" | 13.2712 | 14.5983
| P31606 | 5/8" x 1/4" | 5.8088 | 6.3897
| P31610 | 5/8" x 3/8" | 5.8088 | 6.3897
| P31615 | 5/8" x 1/2" | 7.0808 | 7.7889
| P31620 | 5/8" x 3/4" | 13.2712 | 14.5983
| P32010 | 3/4" x 3/8" | 8.0454 | 8.8499
| P32015 | 3/4" x 1/2" | 7.6108 | 8.3719
| P32020 | 3/4" x 3/4" | 13.2712 | 14.5983
| P32025 | 3/4" x 1" | 21.783 | 23.9613
| P32520 | 1" x 3/4" | 13.2712 | 14.5983
| P32525 | 1" x 1" | 21.783 | 23.9613
P5 NUT & TAIL ASSEMBLY
| CODE | TUBE x BSP | EACH | INC GST | B
| P50503 | 3/16" x 1/8" | 3.344 | 3.6784
| P50606 | 1/4" x 1/4" | 3.344 | 3.6784
| P50806 | 5/16" x 1/4" | 3.344 | 3.6784
| P51006 | 3/8" x 1/4" | 3.344 | 3.6784
| P51010 | 3/8" x 3/8" | 4.664 | 5.1304
| P51515 | 1/2" x 1/2" | 7.348 | 8.0828
SP3 SWIVEL TAIL PIECE
| CODE | TUBE x BSP | EACH | INC GST | B
| SP30606 | 1/4" x 1/4" | 21.75 | 23.925
| SP31010 | 3/8" x 3/8" | 25.38 | 27.918
| SP31515 | 1/2" x 1/2" | 30.1 | 33.11
| SP32020 | 3/4" x 3/4" | 36.12 | 39.732
| SP32525 | 1" x 1" | 107.25 | 117.975
P6 MALE ELBOW |  |  |  | Back To Index
| CODE | TUBE x BSP | EACH | INC GST | B
| P60503 | 3/16" x 1/8" | 6.2816 | 6.9098
| P60603 | 1/4" x 1/8" | 6.2816 | 6.9098
| P60606 | 1/4" x 1/4" | 6.2816 | 6.9098
| P60803 | 5/16" x 1/8" | 6.2816 | 6.9098
| P60806 | 5/16" x 1/4" | 6.9472 | 7.6419
| P61003 | 3/8' x 1/8" | 6.2816 | 6.9098
| P61006 | 3/8" x 1/4" | 6.9472 | 7.6419
| P61010 | 3/8" x 3/8" | 9.2872 | 10.2159
| P61506 | 1/2" x 1/4" | 6.9472 | 7.6419
| P61510 | 1/2" x 3/8" | 9.2872 | 10.2159
| P61515 | 1/2" x 1/2" | 14.4664 | 15.913
| P61520 | 1/2" x 3/4" | 17.5136 | 19.265
| P61606 | 5/8" x 1/4" | 9.2872 | 10.2159
| P61610 | 5/8" x 3/8" | 9.2872 | 10.2159
| P61615 | 5/8" x 1/2" | 14.4664 | 15.913
| P62015 | 3/4" x 1/2" | 15.6832 | 17.2515
| P62020 | 3/4" x 3/4" | 20.124 | 22.1364
P7 HOSE JOINERS
| CODE | TUBE x BSP | EACH | INC GST | B
| P705 | 3/16" | 2.64 | 2.904
| P706 | 1/4" | 2.849 | 3.1339
| P708 | 5/16" | 2.849 | 3.1339
| P710 | 3/8" | 3.179 | 3.4969
| P715 | 1/2" | 3.96 | 4.356
| P716 | 5/8" | 6.105 | 6.7155
| P720 | 3/4" | 13.321 | 14.6531
| P725 | 1" | 15.301 | 16.8311
P10 FEMALE TAIL PIECE
| CODE | TUBE x BSP | EACH | INC GST | B
| P100503 | 3/16" X 1/8" | 3.421 | 3.7631
| P100506 | 3/16" X 1/4" | 3.509 | 3.8599
| P100603 | 1/4" x 1/8" | 3.443 | 3.7873
| P100606 | 1/4" X 1/4" | 3.52 | 3.872
| P100610 | 1/4" X 3/8" | 5.698 | 6.2678
| P100615 | 1/4" X 1/2" | 9.284 | 10.2124
| P100803 | 5/16" X 1/8" | 3.421 | 3.7631
| P100806 | 5/16" X 1/4" | 3.509 | 3.8599
| P100810 | 5/16" X 3/8" | 5.698 | 6.2678
| P100815 | 5/16" X 1/2" | 9.295 | 10.2245
| P101003 | 3/8" X 1/8" | 3.421 | 3.7631
| P101006 | 3/8" X 1/4" | 3.63 | 3.993
P10 FEMALE TAIL PIECE CONTINUED |  |  |  | Back To Index
| CODE | TUBE x BSP | EACH | INC GST | B
| P101010 | 3/8" X /3/8" | 5.698 | 6.2678
| P101015 | 3/8" X 1/2" | 9.295 | 10.2245
| P101506 | 1/2"X 1/4" | 3.685 | 4.0535
| P101510 | 1/2" X 3/8" | 5.984 | 6.5824
| P101515 | 1/2" X 1/2" | 8.668 | 9.5348
| P101610 | 5/8" X 3/8" | 8.15 | 8.965
| P101615 | 5/8" x 1/2" | 14.63 | 16.093
P11 HOSE ELBOWS
| CODE | TUBE x BSP | EACH | INC GST | B
| P1105 | 3/16" | 9.6923 | 10.6615
| P1106 | 1/4" | 12.566 | 13.8226
| P1108 | 5/16" | 11.0107 | 12.1118
| P1110 | 3/8" | 13.905 | 15.2955
| P1115 | 1/2" | 21.4343 | 23.5777
| P1116 | 5/8" | 21.7433 | 23.9176
| P1120 | 3/4" | 29.7464 | 32.721
| P1125 | 1" | 84.048 | 92.4528
P12 TWO-WAY TEE
| CODE | TUBE x BSP | EACH | INC GST | B
| P120503 | 3/16" X 1/8" | 9.5069 | 10.4576
| P120603 | 1/4" X 1/8" | 9.5069 | 10.4576
| P120606 | 1/4"X1/4" | 10.6605 | 11.7265
| P120803 | 5/16" X 1/8" | 9.5069 | 10.4576
| P120806 | 5/16" X 1/4" | 10.6605 | 11.7265
| P121003 | 3/8" X 1/8" | 9.5069 | 10.4576
| P121006 | 3/8" X 1/4" | 10.6605 | 11.7265
| P121010 | 3/8" X 3/8" | 12.978 | 14.2758
| P121510 | 1/2" X3/8" | 12.978 | 14.2758
| P121515 | 1/2" X 1/2" | 12.7514 | 14.0265
| P121610 | 5/8" X 3/8" | 13.3282 | 14.661
| P122020 | 3/4" X 3/4" | 25.338 | 27.8718
P14 THREE-WAY TEE
| CODE | TUBE x BSP | EACH | INC GST | B
| P1405 | 3/16" | 6.8804 | 7.5684
| P1406 | 1/4" | 6.8804 | 7.5684
| P1408 | 5/16" | 11.0107 | 12.1118
| P1410 | 3/8" | 8.1164 | 8.928
| P1415 | 1/2" | 11.3197 | 12.4517
| P1416 | 5/8" | 14.9144 | 16.4058
| P1420 | 3/4" | 31.9815 | 35.1797

## Poly Barbed Fittings
POLYPROPYLENE BARBED FITTINGS |  |  |  | Back To Index
POLY NUT & TAILS
| CODE | SIZE | EACH | INC GST | A
| PNT 15 | 1/2" | 12.6 | 13.86
| PNT 20 | 3/4" | 11.27 | 12.397
| PNT 2520 | 1" X 3/4" | 14.1 | 15.51
| PNT 25 | 1" | 10.9 | 11.99
| PNT 32 | 1 1/4" | 15.8 | 17.38
| PNT 40 | 1 1/2" | 19.9 | 21.89
| PNT 50 | 2" | 24.2 | 26.62
| PNT 80 | 3" | 45 | 49.5
POLY M.I. BARBED TEE
| CODE | SIZE | EACH | INC GST | A
| PBTMI 15 | 1/2" | 21.175 | 23.2925
| PBTMI 20 | 3/4" | 21.89 | 24.079
| PBTMI 25 | 1" | 32.494 | 35.7434
| PBTMI 32 | 1 1/4" | 35.288 | 38.8168
| PBTMI 40 | 1 1/2" | 51.381 | 56.5191
| PBTMI 50 | 2" | 59.334 | 65.2674
POLY BARBED TEE
| CODE | SIZE | EACH | INC GST | A
| PBT 15 | 1/2" | 7.72 | 8.492
| PBT 20 | 3/4" | 7.72 | 8.492
| PBT 25 | 1" | 10.47 | 11.517
| PBT 32 | 1 1/4" | 13.66 | 15.026
| PBT 40 | 1 1/2" | 16.73 | 18.403
| PBT 50 | 2" | 21.17 | 23.287
| PBT 80 | 3" | 124.9 | 137.39
POLY BARBED ELBOW
| CODE | SIZE | EACH | INC GST | A
| PBE 15 | 1/2" | 6.6 | 7.26
| PBE 20 | 3/4" | 8.55 | 9.405
| PBE 25 | 1" | 13.32 | 14.652
| PBE 32 | 1 1/4" | 19.38 | 21.318
| PBE 40 | 1 1/2" | 23.9 | 26.29
| PBE 50 | 2" | 25.5 | 28.05
FEMALE HOSE BARB
| CODE | DESCRIPTION | EACH | INC GST | A
| HBF 15 | 3/4" Female Thread x 3/4" Hose Shank | 8.327 | 9.1597
| HBF 20 | 3/4" Female Thread x 1" Hose Shank | 8.327 | 9.1597
| HBF 25 | 1" Female Thread x 1" Hose Shank | 8.327 | 9.1597
POLY MALE TAILS |  |  |  | Back To Index
| CODE | SIZE | EACH | INC GST | A
| PMT 06 | 1/4" Male Thd. X 1/4" HB | 4.059 | 4.4649
| PMT0610 | 1/4" Male Thd. x 3/8" HB | 4.059 | 4.4649
| PMT0615 | 1/4" Male Thd. x 1/2" HB | 4.807 | 5.2877
| PMT10 | 3/8" Male Thd. x 3/8" HB | 4.323 | 4.7553
| PMT1015 | 3/8" Male Thd. X 1/2" HB | 4.323 | 4.7553
| PMT1510 | 1/2" Male Thd. x 3/8" HB | 4.323 | 4.7553
| PMT1515 | 1/2" Male Thd. X 1/2" HB | 5.39 | 5.929
| PMT1520 | 1/2" Male Thd. X 3/4" HB | 4.807 | 5.2877
| PMT2010 | 3/4" Male Thd. x 3/8" HB | 4.807 | 5.2877
| PMT2015 | 3/4" Male Thd. X 1/2" HB | 4.807 | 5.2877
| PMT2016 | 3/4" Male Thd. x 5/8" HB | 5.929 | 6.5219
| PMT20 | 3/4" Male Thd. x 3/4" HB | 5.9 | 6.49
| PMT2025 | 3/4" Male Thd. x 1" HB | 5.929 | 6.5219
| PMT2520 | 1" Male Thd. x 3/4" HB | 5.929 | 6.5219
| PMT25 | 1" Male Thd. x 1" HB | 7.99 | 8.789
| PMT2532 | 1"Male Thd. x 11/4" HB | 7.304 | 8.0344
| PMT3220 | 11/4" Male Thd. x 3/4" HB | 7.304 | 8.0344
| PMT3225 | 11/4" Male Thd. x 1" HB | 7.304 | 8.0344
| PMT32 | 11/4" Male Thd. x 11/4" HB | 10.29 | 11.319
| PMT3240 | 1 1/4" Male Thd. x 1 1/2" HB | 13.893 | 15.2823
| PMT4025 | 1 1/2" Male Thd. x 1" HB | 10.912 | 12.0032
| PMT4032 | 1 1/2" Male Thd. x 11/4". HB | 10.912 | 12.0032
| PMT40 | 1 1/2" Male Thd. x 11/2". HB | 10.88 | 11.968
| PMT4050 | 1 1/2" Male Thd. x 2" HB | 18.711 | 20.5821
| PMT5040 | 2" Male Thd. x 1 1/2" HB | 18.711 | 20.5821
| PMT50 | 2" Male Thd. x 2" HB | 15.72 | 17.292
| PMT80 | 3" Male Thd. x 3" HB | 42 | 46.2
| PMT100 | 4" Male Thd. x 4" HB | 85 | 93.5
POLY BARBED JOINER
| CODE | SIZE | EACH | INC GST | A
| PHJ 15 | 1/2" | 7.06 | 7.766
| PHJ 20 | 3/4" | 7.06 | 7.766
| PHJ 25 | 1" | 8.15 | 8.965
| PHJ 32 | 1 1/4" | 13.41 | 14.751
| PHJ 40 | 1 1/2" | 13.36 | 14.696
| PHJ 50 | 2" | 17 | 18.7
| PHJ 80 | 3" | 64.9 | 71.39
POLY M.I. BARBED ELBOW |  |  |  | Back To Index
| CODE | SIZE | EACH | INC GST | A
| PBEMI 06 | 1/4" Male Thd. x 1/4" HB 90° | 4.807 | 5.2877
| PBEMI 0610 | 1/4" Male Thd. x 3/8" HB 90° | 4.807 | 5.2877
| PBEMI 0615 | 1/4" Male Thd. x 1/2" HB 90° | 4.807 | 5.2877
| PBEMI 10 | 3/8" Male Thd. x 3/8" HB 90° | 4.807 | 5.2877
| PBEMI 1510 | 1/2" Male Thd. x 3/8" HB 90° | 4.807 | 5.2877
| PBEMI 15 | 1/2" Male Thd. x 1/2" HB 90° | 4.807 | 5.2877
| PBEMI 1520 | 1/2" Male Thd. x 3/4" HB 90° | 4.807 | 5.2877
| PBEMI 2015 | 3/4" Male Thd. x 1/2" HB 90° | 6.094 | 6.7034
| PBEMI 20 | 3/4" Male Thd. x 3/4" HB 90° | 6.094 | 6.7034
| PBEMI 2025 | 3/4" Male Thd. x 1" HB 90° | 6.094 | 6.7034
| PBEMI 2520 | 1" Male Thd. x 3/4" HB 90° | 7.832 | 8.6152
| PBEMI 2525 | 1" Male Thd. x 1" HB 90° | 7.832 | 8.6152
| PBEMI 2532 | 1" Male Thd. x 1 1/4" HB 90° | 9.625 | 10.5875
| PBEMI 3225 | 1 1/4" Male Thd. x 1" HB 90° | 9.625 | 10.5875
| PBEMI 32 | 1 1/4" Male Thd. x 1 1/4" HB 90° | 9.625 | 10.5875
| PBEMI 3240 | 11/4" Male Thd. x 1 1/2" HB 90° | 27.57 | 30.327
| PBEMI 4032 | 11/2" Male Thd. x 1 1/4" HB 90° | 27.566 | 30.3226
| PBEMI 40 | 11/2" Male Thd. x 11/2" HB 90° | 27.566 | 30.3226
| PBEMI 5040 | 2" Male Thd. x 11/2" HB 90° | 30.206 | 33.2266
| PBEMI 50 | 2" Male Thd. x 2" HB 90° | 30.206 | 33.2266
| PBEMI 80 | 3" Male Thd. x 3" HB 90° | 145.97 | 160.567

## Aluminium Cam Locks
Aluminium Camlocks |  |  |  | Back To Index
For use in agricultural, construction and industrial applications
TYPE A | CODE | SIZE | EACH | INC GST | D
Camlock adaptor to female BSP thread | ALA20 | 3/4" - 20mm | 7.96 | 8.756
| ALA25 | 1" - 25mm | 5.54 | 6.094
| ALA32 | 1 1/4" - 32mm | 11.06 | 12.166
| ALA40 | 1 1/2" - 38mm | 7.96 | 8.756
| ALA50 | 2" - 50mm | 9.52 | 10.472
| ALA65 | 2 1/2" - 63mm | 13.88 | 15.268
| ALA80 | 3" - 75mm | 15.04 | 16.544
| ALA100 | 4" - 100mm | 25.74 | 28.314
| ALA150 | 6" - 150mm | 68.25 | 75.075
TYPE B | CODE | SIZE | EACH | INC GST | D
Female Camlock to BSP Male thread | ALB20 | 3/4" - 20mm | 13.88 | 15.268
| ALB25 | 1" - 25mm | 12.14 | 13.354
| ALB32 | 1 1/4" - 32mm | 22.72 | 24.992
| ALB40 | 1 1/2" - 38mm | 18.55 | 20.405
| ALB50 | 2" - 50mm | 21.06 | 23.166
| ALB65 | 2 1/2" - 63mm | 26.11 | 28.721
| ALB80 | 3" - 75mm | 32.71 | 35.981
| ALB100 | 4" - 100mm | 34.34 | 37.774
| ALB150 | 6" - 150mm | 104.36 | 114.796
TYPE C | CODE | SIZE | EACH | INC GST | D
Female Camlock and hose tail | ALC20 | 3/4" - 20mm | 10.58 | 11.638
| ALC25 | 1" - 25mm | 11.26 | 12.386
| ALC32 | 1 1/4" - 32mm | 18.93 | 20.823
| ALC40 | 1 1/2" - 38mm | 17.76 | 19.536
| ALC50 | 2" - 50mm | 20.97 | 23.067
| ALC65 | 2 1/2" - 63mm | 26.5 | 29.15
| ALC80 | 3" - 75mm | 35.91 | 39.501
| ALC100 | 4" - 100mm | 52.04 | 57.244
| ALC150 | 6" - 150mm | 152.22 | 167.442
TYPE D | CODE | SIZE | EACH | INC GST | D
Female Camlock and female BSP thread | ALD20 | 3/4" - 20mm | 13.88 | 15.268
| ALD25 | 1" - 25mm | 13.79 | 15.169
| ALD32 | 1 1/4" - 32mm | 22.72 | 24.992
| ALD40 | 1 1/2" - 38mm | 20.39 | 22.429
| ALD50 | 2" - 50mm | 23.59 | 25.949
| ALD65 | 2 1/2" - 63mm | 43.79 | 48.169
| ALD80 | 3" - 75mm | 36.31 | 39.941
| ALD100 | 4" - 100mm | 52.04 | 57.244
| ALD150 | 6" - 150mm | 122.32 | 134.552
Back To Index
TYPE E | CODE | SIZE | EACH | INC GST | D
Male camlock adaptor and hose tail | ALE20 | 3/4" - 20mm | 3.68 | 4.048
| ALE25 | 1" - 25mm | 4.56 | 5.016
| ALE32 | 1 1/4" - 32mm | 9.13 | 10.043
| ALE40 | 1 1/2" - 38mm | 8.54 | 9.394
| ALE50 | 2" - 50mm | 11.75 | 12.925
| ALE65 | 2 1/2" - 63mm | 15.44 | 16.984
| ALE80 | 3" - 75mm | 21.84 | 24.024
| ALE100 | 4" - 100mm | 36.59 | 40.249
| ALE150 | 6" - 150mm | 111.06 | 122.166
TYPE F | CODE | SIZE | EACH | INC GST | D
Male camlock adaptor and male BSP thread | ALF20 | 3/4" - 20mm | 8.06 | 8.866
| ALF25 | 1" - 25mm | 5.54 | 6.094
| ALF32 | 1 1/4" - 32mm | 13.79 | 15.169
| ALF40 | 1 1/2" - 38mm | 9.23 | 10.153
| ALF50 | 2" - 50mm | 12.82 | 14.102
| ALF65 | 2 1/2" - 63mm | 16.7 | 18.37
| ALF80 | 3" - 75mm | 25.53 | 28.083
| ALF100 | 4" - 100mm | 34.57 | 38.027
| ALF150 | 6" - 150mm | 90.96 | 100.056
TYPE DC | CODE | SIZE | EACH | INC GST | D
Female Camlock dust cap | ALDC20 | 3/4" - 20mm | 11.75 | 12.925
| ALDC25 | 1" - 25mm | 11.46 | 12.606
| ALDC32 | 1 1/4" - 32mm | 17.67 | 19.437
| ALDC40 | 1 1/2" - 38mm | 17.47 | 19.217
| ALDC50 | 2" - 50mm | 18.84 | 20.724
| ALDC65 | 2 1/2" - 63mm | 23.69 | 26.059
| ALDC80 | 3" - 75mm | 29.71 | 32.681
| ALDC100 | 4" - 100mm | 43.69 | 48.059
| ALDC150 | 6" - 150mm | 93.2 | 102.52
TYPE DP | CODE | SIZE | EACH | INC GST | D
Male Camlock dust plug | ALDP20 | 3/4" - 20mm | 5.54 | 6.094
| ALDP25 | 1" - 25mm | 3.88 | 4.268
| ALDP32 | 1 1/4" - 32mm | 8.44 | 9.284
| ALDP40 | 1 1/2" - 38mm | 5.82 | 6.402
| ALDP50 | 2" - 50mm | 7.77 | 8.547
| ALDP65 | 2 1/2" - 63mm | 15.34 | 16.874
| ALDP80 | 3" - 75mm | 11.75 | 12.925
| ALDP100 | 4" - 100mm | 21.35 | 23.485
| ALDP150 | 6" - 150mm | 52.23 | 57.453
Aluminium Camlocks |  |  |  | Back To Index
For use in agricultural, construction and industrial applications
TYPE AA | CODE | TYPE | EACH | INC GST | A
Male to Male Adaptor | ALAA25 | TYPE 'AA' | 38.5 | 42.35
| ALAA32 | TYPE 'AA' | 45.1 | 49.61
| ALAA40 | TYPE 'AA' | 46 | 50.6
| ALAA50 | TYPE 'AA' | 48.1 | 52.91
| ALAA65 | TYPE 'AA' | 65 | 71.5
| ALAA80 | TYPE 'AA' | 70 | 77
| ALAA100 | TYPE 'AA | 79.5 | 87.45
TYPE BK | CODE | TYPE | EACH | INC GST | A
Dust cap - Locking Arms | ALBK50 | TYPE 'BK' | 176.03 | 193.633
| ALBK65 | TYPE 'BK' | 180.64 | 198.704
| ALBK80 | TYPE 'BK' | 184.41 | 202.851
| ALBK100 | TYPE 'BK' | 206.64 | 227.304
TYPE HA | CODE | TYPE | EACH | INC GST | A
Hydrant adapter to female BSP | ALHA5050 | TYPE 'HA' | 261.58 | 287.738
| ALHA6550 | TYPE 'HA' | 189.43 | 208.373
| ALHA8050 | TYPE 'HA' | 118.17 | 129.987
| ALHA6580 | TYPE 'HA' | 240.53 | 264.583
| ALHA8080 | TYPE 'HA' | 164.24 | 180.664
TYPE LA | CODE | TYPE | EACH | INC GST | A
Flange to male camlock | ALLA50 | TYPE 'LA' | 288.02 | 316.822
| ALLA65 | TYPE `LA' | 288.02 | 316.822
| ALLA80 | TYPE 'LA | 288.02 | 316.822
| ALLA100 | TYPE 'LA' | 331.88 | 365.068
| ALLA150 | TYPE 'LA | 519.46 | 571.406
Aluminium Camlocks |  |  |  | Back To Index
For use in agricultural, construction and industrial applications
TYPE LB | CODE | TYPE | EACH | INC GST | A
Flange to female camlock | ALLB50 | TYPE 'LB' | 305.9 | 336.49
| ALLB65 | TYPE `LB' | 331.88 | 365.068
| ALLB80 | TYPE `LB' | 340.55 | 374.605
| ALLB100 | TYPE 'LB' | 369.38 | 406.318
| ALLB150 | TYPE `LB' | 1059.1 | 1165.01
TYPE BC | CODE | TYPE | EACH | INC GST | A
Female Camlock to 68° Hose Shank | ALBC50 | TYPE `BC' | 87.5 | 96.25
| ALBC65 | TYPE 'BC' | 120 | 132
| ALBC80 | TYPE 'BC' | 95 | 104.5
| ALBC100 | TYPE 'BC' | 205 | 225.5

## Ny-Glass Camlocks
Ny-Glass (Nylon) Camlocks |  |  |  | Back To Index
For the agricultural, mining, industrial and construction industries
TYPE A | CODE | SIZE | EACH | INC GST | A
Male camlock adaptor and female thread | NYA15 | 1/2" - 15mm | 3.23 | 3.553
| NYA20 | 3/4" - 19mm | 3.87 | 4.257
| NYA25 | 1" - 25mm | 5.55 | 6.105
| NYA32 | 1 1/4" - 32mm | 9.43 | 10.373
| NYA40 | 1 1/2" - 38mm | 10.22 | 11.242
| NYA50 | 2" - 50mm | 11.47 | 12.617
| NYA80 | 3" - 75mm | 24.03 | 26.433
| NYA100 | 4" - 100mm | POA | POA
TYPE B | CODE | SIZE | EACH | INC GST | A
Female coupler and male thread | NYB15 | 1/2" - 15mm | 13.92 | 15.312
| NYB20 | 3/4" - 19mm | 12.8 | 14.08
| NYB25 | 1" - 25mm | 14.66 | 16.126
| NYB32 | 1 1/4" - 32mm | 22.19 | 24.409
| NYB40 | 1 1/2" - 38mm | 26.08 | 28.688
| NYB50 | 2" - 50mm | 30.16 | 33.176
| NYB80 | 3" - 75mm | 43.67 | 48.037
| NYB100 | 4" - 100mm | POA | POA
TYPE C | CODE | SIZE | EACH | INC GST | A
Female coupler and hose tail | NYC15 | 1/2" - 15mm | 13.04 | 14.344
| NYC20 | 3/4" - 19mm | 13.03 | 14.333
| NYC25 | 1" - 25mm | 15.48 | 17.028
| NYC32 | 1 1/4" - 32mm | 22.19 | 24.409
| NYC40 | 1 1/2" - 38mm | 23.63 | 25.993
| NYC50 | 2" - 50mm | 30.96 | 34.056
| NYC80 | 3" - 75mm | 45.63 | 50.193
| NYC100 | 4" - 100mm | POA | POA
TYPE D | CODE | SIZE | EACH | INC GST | A
Female coupler and female thread | NYD15 | 1/2" - 15mm | 13.92 | 15.312
| NYD20 | 3/4" - 19mm | 13.44 | 14.784
| NYD25 | 1" - 25mm | 15.88 | 17.468
| NYD32 | 1 1/4" - 32mm | 22.19 | 24.409
| NYD40 | 1 1/2" - 38mm | 24.44 | 26.884
| NYD50 | 2" - 50mm | 31.78 | 34.958
| NYD80 | 3" - 75mm | 46.45 | 51.095
| NYD100 | 4" - 100mm | POA | POA
TYPE E | CODE | SIZE | EACH | INC GST | A
Male camlock adaptor and hose tail | NYE15 | 1/2" - 15mm | 3.77 | 4.147
| NYE20 | 3/4" - 19mm | 4.4 | 4.84
| NYE25 | 1" - 25mm | 5.55 | 6.105
| NYE32 | 1 1/4" - 32mm | 9.43 | 10.373
| NYE40 | 1 1/2" - 38mm | 10.13 | 11.143
| NYE50 | 2" - 50mm | 12.8 | 14.08
| NYE80 | 3" - 75mm | 24.02 | 26.422
| NYE100 | 4" - 100mm | POA | POA
Ny-Glass (Nylon) Camlocks |  |  |  | Back To Index
For the agricultural, mining, industrial and construction industries
TYPE F | CODE | SIZE | EACH | INC GST | A
Male adapter and Male thread | NYF15 | 1/2" - 15mm | 3.77 | 4.147
| NYF20 | 3/4" - 19mm | 4.37 | 4.807
| NYF25 | 1" - 25mm | 5.55 | 6.105
| NYF32 | 1 1/4" - 32mm | 11.32 | 12.452
| NYF40 | 1 1/2" - 38mm | 10.23 | 11.253
| NYF50 | 2" - 50mm | 12.8 | 14.08
| NYF80 | 3" - 75mm | 24.02 | 26.422
| NYF100 | 4" - 100mm | POA | POA
TYPE DC | CODE | SIZE | EACH | INC GST | A
Dust Cap | NYDC15 | 1/2" - 15mm | 13.04 | 14.344
| NYDC20 | 3/4" - 19mm | 13.3 | 14.63
| NYDC25 | 1" - 25mm | 16.49 | 18.139
| NYDC32 | 1 1/4" - 32mm | 23.22 | 25.542
| NYDC40 | 1 1/2" - 38mm | 24.97 | 27.467
| NYDC50 | 2" - 50mm | 29.28 | 32.208
| NYDC80 | 3" - 75mm | 45.86 | 50.446
| NYDC100 | 4" - 100mm | POA | POA
TYPE DP | CODE | SIZE | EACH | INC GST | A
Dust Plug | NYDP15 | 1/2" - 15mm | 3.77 | 4.147
| NYDP20 | 3/4" - 19mm | 3.61 | 3.971
| NYDP25 | 1" - 25mm | 4.37 | 4.807
| NYDP32 | 1 1/4" - 32mm | 6.05 | 6.655
| NYDP40 | 1 1/2" - 38mm | 6.84 | 7.524
| NYDP50 | 2" - 50mm | 9.7 | 10.67
| NYDP80 | 3" - 75mm | 22.32 | 24.552
| NYDP100 | 4" - 100mm | POA | POA

## Poly Camlocks
Polypropylene Camlocks |  |  |  | Back To Index
For the agricultural, mining, industrial and construction industries
TYPE A | CODE | SIZE | EACH | INC GST | A
Male camlock adaptor and female thread | PPA20 | 3/4" - 19mm | 6.2203 | 6.8423
| PPA25 | 1" - 25mm | 7.4257 | 8.1683
| PPA32 | 1 1/4" - 32mm | 11.8241 | 13.0065
| PPA40 | 1 1/2" - 38mm | 12.4314 | 13.6745
| PPA50 | 2" - 50mm | 14.2625 | 15.6887
| PPA80 | 3" - 75mm | 26.8319 | 29.5151
| PPA100 | 4" - 100mm | 52.1731 | 57.3904
TYPE B | CODE | SIZE | EACH | INC GST | A
Female coupler and male thread | PPB20 | 3/4" - 19mm | 17.77 | 19.547
| PPB25 | 1" - 25mm | 20.35 | 22.385
| PPB32 | 1 1/4" - 32mm | 30.68 | 33.748
| PPB40 | 1 1/2" - 38mm | 34.69 | 38.159
| PPB50 | 2" - 50mm | 37.57 | 41.327
| PPB80 | 3" - 75mm | 59.93 | 65.923
| PPB100 | 4" - 100mm | 108.38 | 119.218
TYPE C | CODE | SIZE | EACH | INC GST | A
Female coupler and hose tail | PPC20 | 3/4" - 19mm | 18.93 | 20.823
| PPC25 | 1" - 25mm | 21.65 | 23.815
| PPC32 | 1 1/4" - 32mm | 32.99 | 36.289
| PPC40 | 1 1/2" - 38mm | 34.41 | 37.851
| PPC50 | 2" - 50mm | 40.71 | 44.781
| PPC80 | 3" - 75mm | 65.52 | 72.072
| PPC100 | 4" - 100mm | 122.01 | 134.211
TYPE D | CODE | SIZE | EACH | INC GST | A
Female coupler and female thread | PPD20 | 3/4" - 19mm | 19.93 | 21.923
| PPD25 | 1" - 25mm | 23.52 | 25.872
| PPD32 | 1 1/4" - 32mm | 33.12 | 36.432
| PPD40 | 1 1/2" - 38mm | 38.42 | 42.262
| PPD50 | 2" - 50mm | 42.73 | 47.003
| PPD80 | 3" - 75mm | 66.09 | 72.699
| PPD100 | 4" - 100mm | 115.13 | 126.643
TYPE E | CODE | SIZE | EACH | INC GST | A
Male camlock adaptor and hose tail | PPE20 | 3/4" - 19mm | 5 | 5.5
| PPE25 | 1" - 25mm | 5.92 | 6.512
| PPE32 | 1 1/4" - 32mm | 10.02 | 11.022
| PPE40 | 1 1/2" - 38mm | 12.27 | 13.497
| PPE50 | 2" - 50mm | 13.65 | 15.015
| PPE80 | 3" - 75mm | 22.9 | 25.19
| PPE100 | 4" - 100mm | 45.19 | 49.709
Polypropylene Camlocks |  |  |  | Back To Index
For the agricultural, mining, industrial and construction industries
TYPE F | CODE | SIZE | EACH | INC GST | A
Male adapter and Male thread | PPF20 | 3/4" - 19mm | 4.7 | 5.17
| PPF25 | 1" - 25mm | 5.3 | 5.83
| PPF32 | 1 1/4" - 32mm | 11.08 | 12.188
| PPF40 | 1 1/2" - 38mm | 11.37 | 12.507
| PPF50 | 2" - 50mm | 13.33 | 14.663
| PPF80 | 3" - 75mm | 21.68 | 23.848
| PPF100 | 4" - 100mm | 48.22 | 53.042
A
TYPE DC | CODE | SIZE | EACH | INC GST
Dust Cap | PPDC20 | 3/4" - 19mm | 18.65 | 20.515
| PPDC25 | 1" - 25mm | 21.52 | 23.672
| PPDC32 | 1 1/4" - 32mm | 32.44 | 35.684
| PPDC40 | 1 1/2" - 38mm | 33.81 | 37.191
| PPDC50 | 2" - 50mm | 38.66 | 42.526
| PPDC80 | 3" - 75mm | 61.1 | 67.21
| PPDC100 | 4" - 100mm | 111.74 | 122.914
A
TYPE DP | CODE | SIZE | EACH | INC GST
Dust Plug | PPDP20 | 3/4" - 19mm | 4.23 | 4.653
| PPDP25 | 1" - 25mm | 5.14 | 5.654
| PPDP32 | 1 1/4" - 32mm | 7.42 | 8.162
| PPDP40 | 1 1/2" - 38mm | 7.74 | 8.514
| PPDP50 | 2" - 50mm | 11.08 | 12.188
| PPDP80 | 3" - 75mm | 13.95 | 15.345
| PPDP100 | 4" - 100mm | 27.43 | 30.173

## SS Camlocks
Stainless Steel Camlocks |  |  |  | Back To Index
For use in high temperature and chemical applications
TYPE A | CODE | SIZE | EACH | INC GST | A
Male camlock adaptor to female BSP thread | SSA15 | 1/2" - 15mm | POA | POA
| SSA20 | 3/4" - 20mm | 26.15 | 28.765
| SSA25 | 1" - 25mm | 33.42 | 36.762
| SSA32 | 1 1/4" - 32mm | 48.48 | 53.328
| SSA40 | 1 1/2" - 38mm | 51.62 | 56.782
| SSA50 | 2" - 50mm | 66.73 | 73.403
| SSA65 | 2 1/2" - 63mm | 111.6 | 122.76
| SSA80 | 3" - 75mm | 137.18 | 150.898
| SSA100 | 4" - 100mm | 186 | 204.6
| SSA150 | 6" - 150mm | POA | POA
TYPE B | CODE | SIZE | EACH | INC GST | A
Female Camlock to BSP Male thread | SSB15 | 1/2" - 15mm | POA | POA
| SSB20 | 3/4" - 20mm | 41.68 | 45.848
| SSB25 | 1" - 25mm | 48.53 | 53.383
| SSB32 | 1 1/4" - 32mm | 68.88 | 75.768
| SSB40 | 1 1/2" - 38mm | 75.04 | 82.544
| SSB50 | 2" - 50mm | 93.93 | 103.323
| SSB65 | 2 1/2" - 63mm | 143.92 | 158.312
| SSB80 | 3" - 75mm | 189.14 | 208.054
| SSB100 | 4" - 100mm | 260.98 | 287.078
| SSB150 | 6" - 150mm | POA | POA
TYPE C | CODE | SIZE | EACH | INC GST | A
Female Camlock and hose tail | SSC15 | 1/2" - 15mm | POA | POA
| SSC20 | 3/4" - 20mm | 31.85 | 35.035
| SSC25 | 1" - 25mm | 43.01 | 47.311
| SSC32 | 1 1/4" - 32mm | 59.69 | 65.659
| SSC40 | 1 1/2" - 38mm | 73.35 | 80.685
| SSC50 | 2" - 50mm | 104.11 | 114.521
| SSC65 | 2 1/2" - 63mm | 140.78 | 154.858
| SSC80 | 3" - 75mm | 186.17 | 204.787
| SSC100 | 4" - 100mm | 272.35 | 299.585
| SSC150 | 6" - 150mm | POA | POA
TYPE D | CODE | SIZE | EACH | INC GST | A
Female Camlock and female BSP thread | SSD15 | 1/2" - 15mm | POA | POA
| SSD20 | 3/4" - 20mm | 40.69 | 44.759
| SSD25 | 1" - 25mm | 48.53 | 53.383
| SSD32 | 1 1/4" - 32mm | 65.97 | 72.567
| SSD40 | 1 1/2" - 38mm | 76.61 | 84.271
| SSD50 | 2" - 50mm | 100.09 | 110.099
| SSD65 | 2 1/2" - 63mm | 147.06 | 161.766
| SSD80 | 3" - 75mm | 200.12 | 220.132
| SSD100 | 4" - 100mm | 303.01 | 333.311
| SSD150 | 6" - 150mm | POA | POA
Stainless Steel Camlocks |  |  |  | Back To Index
For use in high temperature and chemical applications
TYPE E | CODE | SIZE | EACH | INC GST | A
Male camlock adaptor and hose shank | SSE15 | 1/2" - 15mm | POA | POA
| SSE20 | 3/4" - 20mm | 30.23 | 33.253
| SSE25 | 1" - 25mm | 34 | 37.4
| SSE32 | 1 1/4" - 32mm | 44.76 | 49.236
| SSE40 | 1 1/2" - 38mm | 59.29 | 65.219
| SSE50 | 2" - 50mm | 75.04 | 82.544
| SSE65 | 2 1/2" - 63mm | 116.72 | 128.392
| SSE80 | 3" - 75mm | 171.93 | 189.123
| SSE100 | 4" - 100mm | 255.75 | 281.325
| SSE150 | 6" - 150mm | POA | POA
TYPE F | CODE | SIZE | EACH | INC GST | A
Male camlock adaptor and male BSP thread | SSF15 | 1/2" - 15mm | POA | POA
| SSF20 | 3/4" - 20mm | 33.95 | 37.345
| SSF25 | 1" - 25mm | 44.52 | 48.972
| SSF32 | 1 1/4" - 32mm | 61.9 | 68.09
| SSF40 | 1 1/2" - 38mm | 72.08 | 79.288
| SSF50 | 2" - 50mm | 87.07 | 95.777
| SSF65 | 2 1/2" - 63mm | 150.08 | 165.088
| SSF80 | 3" - 75mm | 181.35 | 199.485
| SSF100 | 4" - 100mm | 281.5 | 309.65
| SSF150 | 6" - 150mm | POA | POA
TYPE DC | CODE | SIZE | EACH | INC GST | A
Female Camlock dust cap | SSDC15 | 1/2" - 15mm | POA | POA
| SSDC20 | 3/4" - 20mm | 32.14 | 35.354
| SSDC25 | 1" - 25mm | 40.75 | 44.825
| SSDC32 | 1 1/4" - 32mm | 54.64 | 60.104
| SSDC40 | 1 1/2" - 38mm | 62.08 | 68.288
| SSDC50 | 2" - 50mm | 82.54 | 90.794
| SSDC65 | 2 1/2" - 63mm | 116.95 | 128.645
| SSDC80 | 3" - 75mm | 159.55 | 175.505
| SSDC100 | 4" - 100mm | 237.38 | 261.118
| SSDC150 | 6" - 150mm | POA | POA
TYPE DP | CODE | SIZE | EACH | INC GST | A
Male Camlock dust plug | SSDP15 | 1/2" - 15mm | POA | POA
| SSDP20 | 3/4" - 20mm | 17.44 | 19.184
| SSDP25 | 1" - 25mm | 25.58 | 28.138
| SSDP32 | 1 1/4" - 32mm | 38.36 | 42.196
| SSDP40 | 1 1/2" - 38mm | 45.34 | 49.874
| SSDP50 | 2" - 50mm | 61.61 | 67.771
| SSDP65 | 2 1/2" - 63mm | 82.54 | 90.794
| SSDP80 | 3" - 75mm | 106.95 | 117.645
| SSDP100 | 4" - 100mm | 148.8 | 163.68
| SSDP150 | 6" - 150mm | POA | POA

## Camlock Spares
SPARES FOR CAMLOCK COUPLINGS |  |  |  | Back To Index
HYCAR WASHERS
| CODE | SIZE | EACH | INC GST | A
| HW15 | 1/2" | 6.33 | 6.963
| HW20 | 3/4" | 6.33 | 6.963
| HW25 | 1" | 6.33 | 6.963
| HW32 | 11/4" | 6.33 | 6.963
| HW40 | 11/2" | 6.33 | 6.963
| HW50 | 2" | 6.42 | 7.062
| HW65 | 21/2" | 7.07 | 7.777
| HW80 | 3" | 8.21 | 9.031
| HW100 | 4" | 14.21 | 15.631
| HW150 | 6" | 25.13 | 27.643
VITON WASHERS
| CODE | SIZE | EACH | INC GST | A
| VW20 | 3/4" | 14.9 | 16.39
| VW25 | 1" | 16.9 | 18.59
| VW32 | 11/4" | 21 | 23.1
| VW40 | 11/2" | 23.9 | 26.29
| VW50 | 2" | 25.9 | 28.49
| VW65 | 21/2" | POA | POA
| VW80 | 3" | 29.2 | 32.12
| VW100 | 4" | POA | POA
CAMLOCK SHIMS
| CODE | SIZE | EACH | INC GST | A
| SHIM20 | 3/4" | 5.6 | 6.16
| SHIM25 | 1" | 5.6 | 6.16
| SHIM32 | 11/4" | 6.57 | 7.227
| SHIM40 | 11/2" | 6.95 | 7.645
| SHIM50 | 2" | 7.99 | 8.789
| SHIM65 | 21/2" | 10.78 | 11.858
| SHIM80 | 3" | 12.36 | 13.596
| SHIM100 | 4" | 16.25 | 17.875
| SHIM150 | 6" | 23.5 | 25.85
STAINLESS STEEL LEVERS
| CODE | SIZE | EACH | INC GST | A
| SSL20 | 3/4" | 21.42 | 23.562
| SSL25 | 1" | 21.42 | 23.562
| SSL32 | 11/4" | 22 | 24.2
| SSL40 | 11/2" | 22 | 24.2
| SSL50 | 2" | 22 | 24.2
| SSL65 | 21/2" | 22 | 24.2
| SSL80 | 3" | 24.17 | 26.587
| SSL100 | 4" | 24.17 | 26.587
| SSL150 | 6" | POA | POA
Back To Index
SPARE LEVERS BRASS
| CODE | SIZE | EACH | INC GST | A
| BSL15 | 1/2" | 11.5 | 12.65
| BSL20 | 3/4" | 9 | 9.9
| BSL25 | 1" | 9 | 9.9
| BSL32 | 11/4" | 11.9 | 13.09
| BSL40 | 11/2" | 11.9 | 13.09
| BSL50 | 2" | 11.9 | 13.09
| BSL65 | 21/2" | 11.9 | 13.09
| BSL80 | 3" | 12.9 | 14.19
| BSL100 | 4" | 12.9 | 14.19
| BSL150 | 6" | 25 | 27.5
SPARE PINS STAINLESS STEEL
| CODE | SIZE | EACH | INC GST | A
| SSP20 ' | 3/4" | 6.73 | 7.403
| SSP25 | 1" | 6.73 | 7.403
| SSP32 | 11/4" | 6.73 | 7.403
| SSP40 | 11/2" | 6.73 | 7.403
| SSP50 | 2" | 6.73 | 7.403
| SSP65 | 21/2" | 6.73 | 7.403
| SSP80 | 3" | 7.82 | 8.602
| SSP100 | 4" | 7.82 | 8.602
| SSP150 | 6" | 21.11 | 23.221

## Storz Fittings
STORZ FITTINGS |  |  | Back To Index
FORGED ALUMINIUM
Connectable Hose Fittings for applications where
frequent connect and dis-connect actions are required.
FEMALE ADAPTOR | CODE | SIZE | EACH | INC GST | A
| SZF25 | 25mm Storz x 1" Fl | 43.31 | 47.641
| SZF40 | 40mm Storz x 1 1/2" Fl | 53.21 | 58.531
| SZF50 | 50mm Storz x 2" Fl | 53.21 | 58.531
| SZF6540 | 65mm Storz x 1 ½" Fl | 118.8 | 130.68
| SZF6550 | 65mm Storz x 2" Fl | 86.62 | 95.282
| SZF65 | 65mm Storz x 2 1/2" Fl | 86.62 | 95.282
MALE ADAPTOR | SZM25 | 25mm Storz x 1" MI | 53.21 | 58.531
| SZM40 | 40mm Storz x 1 1/2" Ml | 58.16 | 63.976
| SZM50 | 50mm Storz x 2" MI | 58.16 | 63.976
| SZM6540 | 65mm Storz x 1 1/2" MI | 143.55 | 157.905
| SZM6550 | 65mm Storz x 2" MI | 90.33 | 99.363
| SZM65 | 65mm Storz x 2 1/2" MI | 90.33 | 99.363
HOSE TAIL
| SZHT25 | 25mm Storz x 1" Hose | 38.98 | 42.878
| SZHT40 | 40mm Storz x 1 1/2" Hose | 55.68 | 61.248
| SZHT50 | 50mm Storz x 2" Hose | 55.68 | 61.248
| SZHT65 | 65mm Storz x 2 1/2" Hose | 83.53 | 91.883
BLANK CAP (With chains) | SZC25 | 25mm | 43.31 | 47.641
| SZC40 | 40mm | 59.4 | 65.34
| SZC50 | 50mm | 59.4 | 65.34
| SZC65 | 65mm | 86.62 | 95.282
GASKET (Spares)
| SZS25 | 25mm | 3.34 | 3.674
| SZS40 | 40mm | 8.66 | 9.526
| SZS50 | 50mm | 4.95 | 5.445
| SZS65 | 65mm | 11.14 | 12.254
*Other sizes and conversion adaptors available - please contact our office.

## PVC Compression Couplings
uPVC PRESSURE FITTINGS |  |  |  | Back To Index
PVC COMPRESSION COUPLINGS
| CODE | SIZE | EACH | INC GST | A
| PVCCC 15 | 1/2" | 4.54 | 4.994
| PVCCC 20 | 3/4" | 5.59 | 6.149
| PVCCC 25 | 1" | 7.42 | 8.162
| PVCCC 32 | 11/4" | 12.36 | 13.596
| PVCCC 40 | 11/2" | 12.94 | 14.234
| PVCCC 50 | 2" | 17.23 | 18.953
| PVCCC 80 | 3" | 37.49 | 41.239
| PVCCC 100 | 4" | 63.14 | 69.454
PVC EASY - FIX REPAIR COUPLING
| CODE | SIZE | EACH | INC GST | A
| PVCE 15 | 1/2" | 12.3394 | 13.5733
| PVCE 20 | 3/4" | 14.0801 | 15.4881
| PVCE 25 | 1" | 16.4697 | 18.1167
| PVCE 32 | 11/4" | 30.7661 | 33.8427
| PVCE 40 | 11/2" | 33.1454 | 36.4599
| PVCE 50 | 2" | 51.7781 | 56.9559
| PVCE 80 | 3" | 105.7398 | 116.3138
| PVCE 100 | 4" | 181.9495 | 200.1445
uPVC PRESSURE FITTINGS
Cat No. 16 PVC Pressure Flange
| CODE | SIZE | EACH | INC GST | A
| 16050 | 50mm | 86.9 | 95.59
| 16080 | 80mm | 119.18 | 131.098
| 16100 | 100mm | 129.21 | 142.131
Cat No. 16A Backing Ring
| CODE | SIZE | EACH | INC GST | A
| 16A050 | 50mm | 79.01 | 86.911
| 16A080 | 80mm | 61.76 | 67.936
| 16A100 | 100mm | 94.25 | 103.675
Cat No 2 Male Iron Adaptor
| CODE | SIZE | EACH | INC GST | A
| 2015 | 15mm x 1/2" | 2.56 | 2.816
| 2020 | 20mm x 3/4" | 3.4 | 3.74
| 2025 | 25mm x 1" | 4.1 | 4.51
| 2032 | 32mm x 1 1/4" | 4.9 | 5.39
| 2040 | 40mm x 1 1/2" | 5.9 | 6.49
| 2050 | 50mm x 2" | 9.1 | 10.01
| 2080 | 80mm x 3" | 38 | 41.8
uPVC PRESSURE FITTINGS |  |  |  | Back To Index
Cat No 3 Female Iron Adaptor
| CODE | SIZE | EACH | INC GST | A
| 301515 | 15mm x 1/2" | 4 | 4.4
| 302015 | 20mm x 1/2" | 4.45 | 4.895
| 302020 | 20mm x 3/4" | 4.78 | 5.258
| 302520 | 25mm x 3/4" | 5.8 | 6.38
| 302525 | 25mm x 1" | 4.49 | 4.939
| 303232 | 32mm x 1 1/4" | 6.6 | 7.26
| 304040 | 40mm x 1 1/2" | 6.95 | 7.645
| 305050 | 50mm x 2" | 7.86 | 8.646
Other sizes available
Cat number 5 Reducing Bush
| CODE | SIZE | EACH | INC GST | A
| 502015 | 20mm x15mm | 1.36 | 1.496
| 502515 | 25mm x 15mm | 3.6 | 3.96
| 502520 | 25mm x 20mm | 1.96 | 2.156
| 503225 | 32mm x 25mm | 3.5 | 3.85
| 504025 | 40mm x 25mm | 3.5 | 3.85
| 504032 | 40mm x 32mm | 3.5 | 3.85
| 505025 | 50mm x 25mm | 4.6 | 5.06
| 505040 | 50mm x 40mm | 4.6 | 5.06
| 508050 | 80mm x 50mm | 11.25 | 12.375
| 510050 | 100mm x 50mm | POA | POA
| 510080 | 100mm x 80mm | 26.1 | 28.71
Cat number 6 Cap
| CODE | SIZE | EACH | INC GST | A
| 6015 | 15mm | 1.29 | 1.419
| 6020 | 20mm | 1.4 | 1.54
| 6025 | 25mm | 2.06 | 2.266
| 6032 | 32mm | 2.96 | 3.256
| 6040 | 40mm | 3.15 | 3.465
| 6050 | 50mm | 4.55 | 5.005
| 6080 | 80mm | 13 | 14.3
| 6100 | 100mm | 29.9 | 32.89
| 6150 | 150mm | 95 | 104.5
No. 7 Coupling
| CODE | SIZE | EACH | INC GST | A
| 7015 | 15mm | 1 | 1.1
| 7020 | 20mm | 1.25 | 1.375
| 7025 | 25mm | 1.83 | 2.013
| 7032 | 32mm | 2.31 | 2.541
| 7040 | 40mm | 2.46 | 2.706
| 7050 | 50mm | 3.55 | 3.905
| 7080 | 80mm | 15.66 | 17.226
| 7100 | 100mm | 25.2 | 27.72
| 7150 | 150mm | 147.1 | 161.81
uPVC PRESSURE FITTINGS |  |  |  | Back To Index
Cat No. 8 Reducing coupling
| CODE | SIZE | EACH | INC GST | A
| 802015 | 20mm x 15mm | 2.19 | 2.409
| 802520 | 25mm x 20mm | 2.6 | 2.86
| 803225 | 32mm x 25mm | 3.79 | 4.169
| 804032 | 40mm x 32mm | 3.98 | 4.378
| 805040 | 50mm x 40mm | 5.03 | 5.533
| 808050 | 80mm x 50mm | 18.96 | 20.856
| 810080 | 100mm x 80mm | 34.96 | 38.456
| 8150100 | 150mm x100mm | 130 | 143
Cat No. 10 45° Elbow
| CODE | SIZE | EACH | INC GST | A
| 10015 | 15mm | 1.94 | 2.134
| 10020 | 20mm | 2.59 | 2.849
| 10025 | 25mm | 3.1 | 3.41
| 10032 | 32mm | 4.7 | 5.17
| 10040 | 40mm | 4.8 | 5.28
| 10050 | 50mm | 6.46 | 7.106
| 10080 | 80mm | 29.4 | 32.34
| 10100 | 100mm | 42.2 | 46.42
| 10150 | 150mm | 212.5 | 233.75
Cat No. 13 90° Elbow
| CODE | SIZE | EACH | INC GST | A
| 13015 | 15mm | 1.23 | 1.353
| 1302015 | 20mm x15mm | 5.29 | 5.819
| 13020 | 20mm | 1.32 | 1.452
| 1302515 | 25mm x 15mm | 6.81 | 7.491
| 1302520 | 25mm x 20mm | 6.92 | 7.612
| 13025 | 25mm | 2.1 | 2.31
| 13032 | 32mm | 3.5 | 3.85
| 13040 | 40mm | 3.55 | 3.905
| 13050 | 50mm | 5.2 | 5.72
| 13080 | 80mm | 26.5 | 29.15
| 13100 | 100mm | 40.7 | 44.77
| 13150 | 150mm | 201.1 | 221.21
uPVC PRESSURE FITTINGS |  |  |  | Back To Index
Cat No. 15 Female Iron Elbow
| CODE | SIZE | EACH | INC GST | A
| 1501515 | 15mm x 1/2" | 1.52 | 1.672
| 1502015 | 20mm x 1/2" | 1.93 | 2.123
| 1502020 | 20mm x 3/4" | 1.93 | 2.123
| 1502515 | 25mm x 1/2" | 3.95 | 4.345
| 1502520 | 25mm x 3/4" | 4.45 | 4.895
| 1502525 | 25mm x 1" | 3.9 | 4.29
Lasco Moulded Cross
| CODE | SIZE | EACH | INC GST | A
| MC015 | 15mm | 9.94 | 10.934
| MC020 | 20mm | 13.77 | 15.147
| MC025 | 25mm | 15.5 | 17.05
| MC032 | 32mm | 23.35 | 25.685
| MC040 | 40mm | 27.09 | 29.799
| MC050 | 50mm | 38.05 | 41.855
| MC080 | 80mm | 98.44 | 108.284
| MC08025 | 80mm x 25mm | 95.31 | 104.841
| MC100 | 100mm | 161.67 | 177.837
| MC10050 | 100mm x 50mm | 159.53 | 175.483
Loose Ring Van Stone Flange
| CODE | SIZE | EACH | INC GST | A
| LRVSF80 | 80mm | 63 | 69.3
| LRVSF100 | 100mm | 65 | 71.5
| LRVSF150 | 150mm | 170 | 187
| LRVSF195 | 195mm | POA | POA
| LRVSF200 | 200mm | POA | POA
| LRVSF225 | 225mm | POA | POA
| LRVSF250 | 250mm | POA | POA
| LRVSF300 | 300mm | POA | POA
uPVC PRESSURE FITTINGS |  |  |  | Back To Index
Cat No. 17 Male Iron Socket
| CODE | SIZE | EACH | INC GST | A
| 1701515 | 15mm x 1/2" | 1.1 | 1.21
| 1702015 | 20mm x 1/2" | POA | POA
| 1702020 | 20mm x 3/4" | 1.35 | 1.485
| 1702520 | 25mm x 3/4" | POA | POA
| 1702525 | 25mm x 1" | 2.2 | 2.42
| 1703232 | 32mm x 11/4" | 3.2 | 3.52
| 1704040 | 40mm x 11/2" | 4.1 | 4.51
| 1705050 | 50mm x 2" | 5.4 | 5.94
| 1708080 | 80mm x 3" | 26.1 | 28.71
| 17100100 | 100mm x 4" | 60 | 66
| 17150150 | 150mm x 6" | 187.5 | 206.25
Cat No. 18 Female Iron Socket
| CODE | SIZE | EACH | INC GST | A
| 1801515 | 15mm x 1/2" | 1.27 | 1.397
| 1802020 | 20mm x 3/4" | 1.35 | 1.485
| 1802525 | 25mm x 1" | 2.51 | 2.761
| 1803232 | 32mm x 11/4" | 3.45 | 3.795
| 1804040 | 40mm x 11/2" | 4.35 | 4.785
| 1805050 | 50mm x 2" | 5.61 | 6.171
| 1808080 | 80mm x 3" | 29.8 | 32.78
| 18100100 | 100mm x 4" | 49 | 53.9
| 18150150 | 150mm x 6" | 188.1 | 206.91
Cat No. 19 Straight Tee
| CODE | SIZE | EACH | INC GST | A
| 19015 | 15mm | 1.63 | 1.793
| 19020 | 20mm | 1.93 | 2.123
| 19025 | 25mm | 2.54 | 2.794
| 19032 | 32mm | 4.89 | 5.379
| 19040 | 40mm | 5.3 | 5.83
| 19050 | 50mm | 5.96 | 6.556
| 19080 | 80mm | 36.1 | 39.71
| 19100 | 100mm | 54.9 | 60.39
| 19150 | 150mm | 302.3 | 332.53
uPVC PRESSURE FITTINGS |  |  |  | Back To Index
Cat No. 19 Reducing Tee
| CODE | SIZE | EACH | INC GST | A
| 1902015 | 20mm x 15mm | 2.35 | 2.585
| 1902515 | 25mm x 15mm | POA | POA
| 1902520 | 25mm x 20mm | 3.45 | 3.795
| 1903225 | 32mm x 25mm | 6.85 | 7.535
| 1904020 | 40mm x 20mm | 9.36 | 10.296
| 1904025 | 40mm x 25mm | 9.36 | 10.296
| 1904032 | 40mm x 32mm | 9.36 | 10.296
| 1905020 | 50mm x 20mm | 11.98 | 13.178
| 1905025 | 50mm x 25mm | 11.98 | 13.178
| 1905032 | 50mm x 32mm | 11.98 | 13.178
| 1905040 | 50mm x 40mm | 11.98 | 13.178
| 1908025 | 80mm x 25mm | 48.9 | 53.79
| 1908032 | 80mm x 32mm | POA | POA
| 1908040 | 80mm x 40mm | 49.6 | 54.56
| 1908050 | 80mm x 50mm | 49.6 | 54.56
| 1910025 | 100mm x 25mm | 112.46 | 123.706
| 1910050 | 100mm x 50mm | 112.46 | 123.706
| 1910080 | 100mm x 80mm | 112.46 | 123.706
Cat No. 21 Female Iron Tee
| CODE | SIZE | EACH | INC GST | A
| 2101515 | 15mm x 1/2" | 1.89 | 2.079
| 2102015 | 20mm x 1/2" | 2.41 | 2.651
| 2102020 | 20mm x 3/4" | 2.85 | 3.135
| 2102515 | 25mm x 1/2" | 3.5 | 3.85
| 2102520 | 25mm x 3/4" | 3.6 | 3.96
| 2102525 | 25mm x 1" | 4.16 | 4.576
| 2104015 | 40mm x 1/2" | 8.1 | 8.91
| 2104020 | 40mm x 3/4" | 8.9 | 9.79
| 2104025 | 40mm x 1" | 8.9 | 9.79
| 2105015 | 50mm x 1/2" | 12.5 | 13.75
| 2105020 | 50mm x 3/4" | 12.5 | 13.75
| 2105025 | 50mm x 1" | 12.5 | 13.75
uPVC PRESSURE FITTINGS |  |  |  | Back To Index
Cat No. 22 Barrel Union
| CODE | SIZE | EACH | INC GST | A
| 22015 | 15mm | 7.55 | 8.305
| 22020 | 20mm | 9 | 9.9
| 22025 | 25mm | 10.1 | 11.11
| 22032 | 32mm | 11.9 | 13.09
| 22040 | 40mm | 17 | 18.7
| 22050 | 50mm | 23 | 25.3
| 22065 | 65mm | 88 | 96.8
| 22080 | 80mm | 64 | 70.4
| 22100 | 100mm | 169 | 185.9
PVC THREADED BARREL UNION
| CODE | SIZE | EACH | INC GST | A
| PUNION 15 | 1/2" | 3.51 | 3.861
| PUNION 20 | 3/4" | 4.32 | 4.752
| PUNION 25 | 1" | 6.3504 | 6.9854
| PUNION 32 | 1 1/4" | 8.262 | 9.0882
| PUNION 40 | 1 1/2" | 11.34 | 12.474
| PUNION 50 | 2" | 17.55 | 19.305
| PUNION 65 | 2 1/2" | 45.6 | 50.16
| PUNION 80 | 3" | 57 | 62.7
| PUNION 100 | 4" | 79.8 | 87.78
Cat No. 23 Screwed Plug
| CODE | SIZE | EACH | INC GST | A
| 23015 | 1/2" | 3.96 | 4.356
| 23020 | 3/4" | 5.25 | 5.775
| 23025 | 1" | 8.8 | 9.68
Cat No. 24 Screwed Bush
| CODE | SIZE | EACH | INC GST | A
| 2401008 | 3/8" x 1/4" | 14.5 | 15.95
| 2401508 | 1/2" x 1/4" | 14.5 | 15.95
| 2401510 | 1/2" x 3/8" | 14.5 | 15.95
| 2401515 | 1/2" x 1/2" | 5.82 | 6.402
| 2402008 | 3/4" x 1/4" | 9.68 | 10.648
| 2402010 | 3/4" x 3/8" | 9.68 | 10.648
| 2402015 | 3/4" x 1/2" | 5.1 | 5.61
| 2402515 | 1" x 1/2" | 12.33 | 13.563
| 2402520 | 1" x 3/4" | 6.4 | 7.04
Air Venturi Tees
| CODE | SIZE | EACH | INC GST | A
| AVT20 | 20mm x 25mm x 20mm | 36.46 | 40.106
| AVT40 | 40mm x 40mm x 20mm | 30.84 | 33.924

## PVC DWV Fittings
DWV FITTINGS |  |  | Back To Index
DWV PVC ADAPTOR FITTINGS
| CODE | SIZE | EACH | INC GST | A
| DWVF0010 | DWV PVC ADAPTOR FEMALE IRON 40MM | 2.79 | 3.069
| DWVF0012 | DWV PVC ADAPTOR FEMALE IRON 50MM | 2.79 | 3.069
| DWVF0020 | DWV PVC ADAPTOR MALE IRON 40MM | 2.67 | 2.937
| DWVF0022 | DWV PVC ADAPTOR MALE IRON 50MM | 2.44 | 2.684
DWV PVC BENDS INSPECTION OUTLET
| CODE | SIZE | EACH | INC GST | A
| DWVF0032 | DWV PVC BEND F&F IO 40MM 85DEG | 3.1 | 3.41
| DWVF0034 | DWV PVC BEND F&F IO 50MM 45DEG | 4.81 | 5.291
| DWVF0036 | DWV PVC BEND F&F IO 50MM 85DEG | 3.88 | 4.268
| DWVF0040 | DWV PVC BEND F&F IO 65MM 85DEG | 12.9 | 14.19
DWV PVC BENDS PLAIN
| CODE | SIZE | EACH | INC GST | A
| DWVF0050 | DWV PVC BEND F&F PLAIN 40MM 15DEG | 2.48 | 2.728
| DWVF0052 | DWV PVC BEND F&F PLAIN 40MM 45DEG | 1.55 | 1.705
| DWVF0054 | DWV PVC BEND F&F PLAIN 40MM 90DEG | 1.55 | 1.705
| DWVF0056 | DWV PVC BEND F&F PLAIN 50MM 15DEG | 3.26 | 3.586
| DWVF0058 | DWV PVC BEND F&F PLAIN 50MM 45DEG | 1.82 | 2.002
| DWVF0060 | DWV PVC BEND F&F PLAIN 50MM 85DEG | 1.63 | 1.793
| DWVF0062 | DWV PVC BEND F&F PLAIN 65MM 45DEG | 4.42 | 4.862
| DWVF0064 | DWV PVC BEND F&F PLAIN 65MM 85DEG | 4.07 | 4.477
| DWVF0066 | DWV PVC BEND F&F PLAIN 80MM 45DEG | 13.79 | 15.169
| DWVF0068 | DWV PVC BEND F&F PLAIN 80MM 85DEG | 13.79 | 15.169
| DWVF0070 | DWV PVC BEND F&F PLAIN 100MM 5DEG | 5.43 | 5.973
| DWVF0072 | DWV PVC BEND F&F PLAIN 100MM 15DEG | 4.26 | 4.686
| DWVF0074 | DWV PVC BEND F&F PLAIN 100MM 30DEG | 4.73 | 5.203
| DWVF0076 | DWV PVC BEND F&F PLAIN 100MM 45DEG | 5.37 | 5.907
| DWVF0078 | DWV PVC BEND F&F PLAIN 100MM 88DEG | 7.8 | 8.58
DWV PVC BENDS REAR AND SIDE ACCESS
| CODE | SIZE | EACH | INC GST | A
| DWVF0090 | DWV PVC BEND F&F REAR ACCESS 100MM 90DEG | 19.84 | 21.824
| DWVF0100 | DWV PVC BEND F&F SIDE ACCESS 100MM 45DEG | 25.77 | 28.347
| DWVF0102 | DWV PVC BEND F&F SIDE ACCESS 100MM 88DEG | 28.48 | 31.328
DWV PVC BEND M/F PLAIN
| CODE | SIZE | EACH | INC GST | A
| DWVF0120 | DWV PVC BEND M&F PLAIN 40MM 40DEG | 2.4 | 2.64
| DWVF0124 | DWV PVC BEND M&F PLAIN 50MM 40DEG | 2.56 | 2.816
| DWVF0126 | DWV PVC BEND M&F PLAIN 50MM 85DEG | 2.17 | 2.387
| DWVF0128 | DWV PVC BEND M&F PLAIN 50X40MM 45DEG | 1.98 | 2.178
| DWVF0140 | DWV PVC BEND M&F PLAIN 100MM 15DEG | 5.5 | 6.05
| DWVF0142 | DWV PVC BEND M&F PLAIN 100MM 30DEG | 6.74 | 7.414
| DWVF0144 | DWV PVC BEND M&F PLAIN 100MM 42.5DEG | 5.08 | 5.588
| DWVF0146 | DWV PVC BEND M&F PLAIN 100MM 88DEG | 9.38 | 10.318
DWV PVC BEND SPIGOT x SOCKET |  |  | Back To Index
| CODE | SIZE | EACH | INC GST | A
| DWVF0160 | DWV PVC BEND SPIGOT 40MM | 2.75 | 3.025
| DWVF0162 | DWV PVC BEND SPIGOT 50MM | 2.2 | 2.42
DWV PVC BOLTED TRAP
| CODE | SIZE | EACH | INC GST | A
| DWVF0170 | DWV PVC BOLTED TRAP SCREW 100MM | 11.58 | 12.738
DWV PVC BUSH PVC/VC
| CODE | SIZE | EACH | INC GST | A
| DWVF0180 | DWV PVC BUSH PVC/VC 100MM M&F | 14.8 | 16.28
DWV PVC CAP PUSH ON
| CODE | SIZE | EACH | INC GST | A
| DWVF0190 | DWV PVC CAP PUSH ON 40MM | 1.51 | 1.661
| DWVF0192 | DWV PVC CAP PUSH ON 50MM | 1.51 | 1.661
| DWVF0194 | DWV PVC CAP PUSH ON 65MM | 1.59 | 1.749
| DWVF0196 | DWV PVC CAP PUSH ON 80MM | 1.9 | 2.09
| DWVF0198 | DWV PVC CAP PUSH ON 100MM | 2.21 | 2.431
| DWVF0200 | DWV PVC CAP PUSH ON 150MM | 7.44 | 8.184
DWV PVC CAP THREADED
| CODE | SIZE | EACH | INC GST | A
| DWVF0210 | DWV PVC CAP THREADED ACCESS 100MM | 4.53 | 4.983
| DWVF0212 | DWV PVC CAP THREADED ACCESS 150MM | 17.63 | 19.393
DWV PVC CONNECTORS
| CODE | SIZE | EACH | INC GST | A
| DWVF0230 | DWV PVC CONNECTOR FEMALE IRON 40MM | 1.94 | 2.134
| DWVF0232 | DWV PVC CONNECTOR FEMALE IRON 50MM | 1.94 | 2.134
| DWVF0240 | DWV PVC CONNECTOR MALE IRON 40MM | 2.13 | 2.343
| DWVF0242 | DWV PVC CONNECTOR MALE IRON 50MM | 2.6 | 2.86
DWV PVC COUPLINGS |  |  | Back To Index
| CODE | SIZE | EACH | INC GST | A
| DWVF0250 | DWV PVC COUPLING REPAIR 100MM | 27.36 | 30.096
| DWVF0252 | DWV PVC SLIP COUPLING 100MM | 6.2 | 6.82
| DWVF0261 | DWV PVC COUPLING STRAIGHT 40MM | 1.24 | 1.364
| DWVF0262 | DWV PVC COUPLING STRAIGHT 50MM | 1.32 | 1.452
| DWVF0264 | DWV PVC COUPLING STRAIGHT 65MM | 2.56 | 2.816
| DWVF0266 | DWV PVC COUPLING STRAIGHT 80MM | 8.99 | 9.889
| DWVF0270 | DWV PVC COUPLING THREADED ACCESS 100MM | 5.08 | 5.588
| DWVF0272 | DWV PVC COUPLING THREADED ACCESS 150MM | 22.51 | 24.761
DWV PVC FLOOR FLANGE
| CODE | SIZE | EACH | INC GST | A
| DWVF0300 | DWV PVC FLOOR FLANGE 40MM | 0.6 | 0.66
| DWVF0302 | DWV PVC FLOOR FLANGE 50MM | 0.66 | 0.726
| DWVF0304 | DWV PVC FLOOR FLANGE 100MM | 2.4 | 2.64
DWV PVC FINISHING COLLAR
| CODE | SIZE | EACH | INC GST | A
| DWVF0280 | DWV PVC FINISHING COLLAR 100MM | 3.68 | 4.048
DWV PVC FLAP VALVE
| CODE | SIZE | EACH | INC GST | A
| DWVF0290 | DWV PVC FLAP VALVE 50MM | 3.1 | 3.41
DWV PVC FLOOR GRATE
| CODE | SIZE | EACH | INC GST | A
| DWVF0310 | DWV PVC FLOOR GRATE 100MM OCTAGON | 14.65 | 16.115
| DWVF0312 | DWV PVC FLOOR GRATE 100MM ROUND | 14.65 | 16.115
| DWVF0314 | DWV PVC FLOOR GRATE 100MM SQUARE | 14.65 | 16.115
DWV PVC FLOOR WASTE GULLY
| CODE | SIZE | EACH | INC GST | A
| DWVF0320 | DWV PVC FLOOR WASTE GULLY 80X50MM | 16 | 17.6
| DWVF0322 | DWV PVC FLOOR WASTE GULLY 100X65MM | 11.9 | 13.09
DWV PVC GRATE
| CODE | SIZE | EACH | INC GST | A
| DWVF0330 | DWV PVC FLOOR GRATE 100mm | 1.71 | 1.881
DWV PVC JUNCTION |  |  | Back To Index
| CODE | SIZE | EACH | INC GST | A
| DWVF0342 | DWV PVC JUNCTION PLAIN 40MM 85DEG | 6.82 | 7.502
| DWVF0344 | DWV PVC JUNCTION PLAIN 50MM 45DEG | 7.94 | 8.734
| DWVF0346 | DWV PVC JUNCTION PLAIN 50MM 85DEG | 9.57 | 10.527
| DWVF0348 | DWV PVC JUNCTION PLAIN 65MM 45DEG | 13.45 | 14.795
| DWVF0350 | DWV PVC JUNCTION PLAIN 65MM 85DEG | 14.49 | 15.939
| DWVF0356 | DWV PVC JUNCTION PLAIN 100MM 45DEG | 12.13 | 13.343
| DWVF0358 | DWV PVC JUNCTION PLAIN 100MM 88DEG | 10.77 | 11.847
| DWVF0370 | DWV PVC JUNCTION 100MM 88DEG REAR ACCESS | 27.98 | 30.778
DWV PVC LEVEL INVERT TAPER
| CODE | SIZE | EACH | INC GST | A
| DWVF0380 | DWV PVC LEVEL INVERT TAPER 50X40MM | 2.67 | 2.937
| DWVF0382 | DWV PVC LEVEL INVERT TAPER 65X40MM | 3.41 | 3.751
| DWVF0384 | DWV PVC LEVEL INVERT TAPER 65X50MM | 2.79 | 3.069
| DWVF0388 | DWV PVC LEVEL INVERT TAPER 80X50MM | 10.93 | 12.023
| DWVF0392 | DWV PVC LEVEL INVERT TAPER 100X50MM | 3.68 | 4.048
| DWVF0394 | DWV PVC LEVEL INVERT TAPER 100X65MM | 3.95 | 4.345
| DWVF0396 | DWV PVC LEVEL INVERT TAPER 100X80MM | 12.09 | 13.299
| DWVF0400 | DWV PVC LEVEL INVERT TAPER 150X100MM | 25.65 | 28.215
DWV PVC PAN COLLAR
| CODE | SIZE | EACH | INC GST | A
| DWVF0410 | DWV PVC PAN COLLAR 100MM M&F | 11.01 | 12.111
| DWVF0412 | DWV PVC PAN COLLAR 100MM M&F ADJ | 11.86 | 13.046
| DWVF0420 | DWV PVC PAN COLLAR SPARE 100MM RUBBER | 6.55 | 7.205
DWV PVC PIPE REDUCER
| CODE | SIZE | EACH | INC GST | A
| DWVF0430 | DWV PVC PIPE REDUCER M&F 100X50MM | 3.26 | 3.586
DWV PVC RISER JUNCTIONS
| CODE | SIZE | EACH | INC GST | A
| DWVF0442 | DWV PVC RISER JUNCT M&F 100X50X50X40X40MM 88DEG | 16.16 | 17.776
| DWVF0444 | DWV PVC RISER JUNCT M&F 100X50X50X50X40MM 88DEG | 10 | 11
DWV PVC ROTATING BEND
| CODE | SIZE | EACH | INC GST | A
| DWVF0452 | DWV PVC ROTATING BEND 50MM | 6.13 | 6.743
DWV PVC SLAB ADAPTOR
| CODE | SIZE | EACH | INC GST | A
| DWVF0460 | DWV PVC SLAB ADAPTOR 40MM | 1.09 | 1.199
| DWVF0462 | DWV PVC SLAB ADAPTOR 50MM | 1.28 | 1.408
| DWVF0466 | DWV PVC SLAB ADAPTOR 100MM | 11.97 | 13.167
DWV PVC SOCKET REDUCER |  |  | Back To Index
| CODE | SIZE | EACH | INC GST | A
| DWVF0480 | DWV PVC SOCKET REDUCER M&F 50X40MM | 2.6 | 2.86
| DWVF0484 | DWV PVC SOCKET REDUCER M&F 65X50MM | 2.91 | 3.201
| DWVF0490 | DWV PVC SOCKET REDUCER M&F 100X50MM | 3.37 | 3.707
| DWVF0492 | DWV PVC SOCKET REDUCER M&F 100X65MM | 3.88 | 4.268
DWV PVC SPIGOT ADAPTOR
| CODE | SIZE | EACH | INC GST | A
| DWVF0500 | DWV PVC SPIGOT ADAPTOR 100MM VC/PVC F&F | 12.52 | 13.772
DWV PVC TEST OPENING
| CODE | SIZE | EACH | INC GST | A
| DWVF0510 | DWV PVC INSPECTION OPENING 100MM F&F | 15.89 | 17.479
| DWVF0520 | DWV PVC INSPECTION OPENING 100MM M&F | 15.89 | 17.479
DWV PVC TRAP DISCONNECTOR
| CODE | SIZE | EACH | INC GST | A
| DWVF0530 | DWV PVC TRAP DISCONNECTOR 100MM F&F ADJ | 16.16 | 17.776
DWV PVC VENT COWL
| CODE | SIZE | EACH | INC GST | A
| DWVF0542 | DWV PVC VENT COWL 50MM PLAIN | 1.59 | 1.749
DWV PVC WEATHERING APRON
| CODE | SIZE | EACH | INC GST | A
| DWVF0560 | DWV PVC WEATHERING APRON | 1.74 | 1.914
STORMWATER FITTINGS
PVC - STORMWATER DOWNPIPE ADAPTOR
| CODE | SIZE | EACH | INC GST | A
| SWF0040 | STORM PVC ADAPTOR DOWNPIPE 100X50X75MM | 4.26 | 4.686
| SWF0050 | STORM PVC ADAPTOR DOWNPIPE 100X50X90MM | 2.48 | 2.728
| SWF0070 | STORM PVC ADAPTOR DOWNPIPE 100X80X90MM | 2.75 | 3.025
PVC - STORMWATER CAPS
| CODE | SIZE | EACH | INC GST | A
| SWF0200 | STORM PVC CAP PUSH ON 75MM | 2.36 | 2.596
| SWF0210 | STORM PVC CAP PUSH ON 90MM | 1.24 | 1.364
| SWF0220 | STORM PVC CAP PUSH ON/PLUG 90MM | 1.82 | 2.002
| SWF0230 | STORM PVC CAP THREADED 90MM | 1.28 | 1.408
Back To Index
STORMWATER FITTINGS CONTINUED
PVC - STORMWATER COUPLINGS
| CODE | SIZE | EACH | INC GST | A
| SWF0300 | STORM PVC COUPLING 75MM | 3.88 | 4.268
| SWF0310 | STORM PVC COUPLING THREADED ACCESS 90MM | 2.25 | 2.475
| SWF0320 | STORM PVC COUPLING SLIP 90MM | 1.74 | 1.914
| SWF0330 | STORM PVC COUPLING REDUCED 90X75MM | 2.6 | 2.86
PVC - STORMWATER ELBOWS
| CODE | SIZE | EACH | INC GST | A
| SWF0410 | STORM PVC ELBOW F&F 75MM 22DEG | 3.68 | 4.048
| SWF0420 | STORM PVC ELBOW F&F 75MM 45DEG | 3.84 | 4.224
| SWF0430 | STORM PVC ELBOW F&F 75MM 90DEG | 3.84 | 4.224
| SWF0440 | STORM PVC ELBOW F&F 90MM 15DEG | 2.67 | 2.937
| SWF0450 | STORM PVC ELBOW F&F 90MM 22.5DEG | 2.48 | 2.728
| SWF0460 | STORM PVC ELBOW F&F 90MM 45DEG | 1.94 | 2.134
| SWF0470 | STORM PVC ELBOW F&F 90MM 90DEG | 2.02 | 2.222
| SWF0510 | STORM PVC ELBOW M&F 75MM 45DEG | 3.72 | 4.092
| SWF0520 | STORM PVC ELBOW M&F 90MM 15DEG | 2.56 | 2.816
| SWF0530 | STORM PVC ELBOW M&F 90MM 22.5DEG | 2.94 | 3.234
| SWF0540 | STORM PVC ELBOW M&F 90MM 45DEG | 2.6 | 2.86
| SWF0550 | STORM PVC ELBOW M&F 90MM 90DEG | 3.95 | 4.345
PVC - STORMWATER GRATES
| CODE | SIZE | EACH | INC GST | A
| SWF0600 | STORM PVC FINISHING COLLAR 90MM W/GRATE | 6.82 | 7.502
| SWF0610 | STORM PVC GRATE 90MM | 3.06 | 3.366
PVC - STORMWATER JUNCTIONS
| CODE | SIZE | EACH | INC GST | A
| SWF0650 | STORM PVC JUNCTION 75MM 45DEG | 6.7 | 7.37
| SWF0660 | STORM PVC JUNCTION 75MM 90DEG | 4.77 | 5.247
| SWF0670 | STORM PVC JUNCTION 90MM 45DEG | 5.66 | 6.226
| SWF0680 | STORM PVC JUNCTION 90MM 90DEG | 3.02 | 3.322
| SWF0700 | STORM PVC SNAP TEE 90MM | 7.32 | 8.052
PVC - STORMWATER SOCKET
| CODE | SIZE | EACH | INC GST | A
| SWF0750 | STORM PVC SOCKET REDUCER 100X90MM | 2.79 | 3.069

## PVC Glue & Primer
Back To Index
PRIMING FLUID RED |  |  |  | Single Buy |  | Carton Buy
| CODE | CARTON QTY | SIZE | EACH | INC GST | EACH | INC GST | B
| RED125 | 36 | 125ml | 8.54 | 9.39 | 7.94 | 8.734
| RED250 | 36 | 250ml | 10.32 | 11.35 | 9.63 | 10.593
| RED500 | 24 | 500ml | 13.04 | 14.34 | 12.13 | 13.343
| RED1L | 12 | 1 litre | 22.21 | 24.43 | 20.77 | 22.847
| RED4L | 4 | 4 Litre | 67.18 | 73 | 61.19 | 67.309
PRIMING FLUID CLEAR |  |  |  | Single Buy |  | Carton Buy
| CODE | CARTON QTY | SIZE | EACH | INC GST | EACH | INC GST | B
| CLEARPR 250 | 36 | 250ml | 10.32 | 11.35 | 9.63 | 10.593
| CLEARPR 500 | 24 | 500ml | 13.04 | 14.34 | 12.13 | 13.343
| CLEARPR 1L | 12 | 1 Litre | 22.21 | 24.43 | 20.77 | 22.847
| CLEARPR 4L | 4 | 4 Litre | 67.18 | 73.9 | 61.19 | 67.309
PIPE CEMENT BLUE
| CODE | CARTON QTY | SIZE | EACH | INC GST | EACH | INC GST | B
| BLUE125 | 36 | 125ml | 9.79 | 10.769 | 9.09 | 9.999
| BLUE250 | 36 | 250ml | 11.44 | 12.584 | 10.64 | 11.704
| BLUE500 | 24 | 500ml | 13.93 | 15.323 | 13.01 | 14.311
| BLUE1L | 12 | 1 litre | 26.57 | 29.227 | 24.51 | 26.961
| BLUE4L | 4 | 4 Litre | 81.54 | 89.694 | 75.9 | 83.49
PIPE CEMENT CLEAR
| CODE | CARTON QTY | SIZE | Single Buy EACH | INC GST | Carton Buy EACH | INC GST | B
| CLEAR250 | 36 | 250ml | 11.44 | 12.584 | 10.64 | 11.704
| CLEAR500 | 24 | 500ml | 13.93 | 15.323 | 13.01 | 14.311
| CLEAR4L | 4 | 4 Litre | 81.54 | 89.694 | 75.9 | 83.49
PIPE CEMENT PRESSURE GREEN
| CODE | CARTON QTY | SIZE | Single Buy EACH | INC GST | Carton Buy EACH | INC GST | B
| GREEN125 | 36 | 125ml | 13.04 | 14.34 | 12.06 | 13.266
| GREEN250 | 36 | 250ml | 16.15 | 17.77 | 15.07 | 16.577
| GREEN500 | 24 | 500ml | 23.32 | 25.65 | 21.79 | 23.969

## Threaded PolyProp Fittings
THREADED POLYPROPYLENE FITTINGS |  |  |  | Back To Index
Material: Glass fibre reinforced nylon
Threads: Precision heavy duty tapered BSP
Maximum: Pressure 6mm to 50mm 1600 kPa @ 20deg C, 65mm 1200kPa
@ 20deg C, 80mm to 100mm 1000kPa @ 20deg C
HEX NIPPLES
| CODE | SIZE | EACH | INC GST | A
| PN03 | 1/8" | 1.68 | 1.848
| PN06 | 1/4" | 1.68 | 1.848
| PN10 | 3/8" | 1.68 | 1.848
| PN15 | 1/2" | 1.68 | 1.848
| PN20 | 3/4" | 2.06 | 2.266
| PN25 | 1" | 2.06 | 2.266
| PN32 | 1 1/4" | 2.96 | 3.256
| PN40 | 1 1/2" | 3.7 | 4.07
| PN50 | 2" | 5.15 | 5.665
| PN65 | 2 1/2" | 21.59 | 23.749
| PN80 | 3" | 22.5 | 24.75
| PN100 | 4" | 48.2 | 53.02
REDUCING HEX NIPPLES
| CODE | SIZE | EACH | INC GST | A
| PN0603 | 1/4" X 1/8" | 1.68 | 1.848
| PN1003 | 3/8" X 1/8" | 1.68 | 1.848
| PN1006 | 3/8" X 1/4" | 1.68 | 1.848
| PN1503 | 1/2" X 1/8" | 1.95 | 2.145
| PN1506 | 1/2" X 1/4" | 2.08 | 2.288
| PN1510 | 1/2" X 3/8" | 1.68 | 1.848
| PN2010 | 3/4" X 3/8" | 2.17 | 2.387
| PN2015 | 3/4" X 1/2" | 2.17 | 2.387
| PN2515 | 1" X 1/2" | 2.41 | 2.651
| PN2520 | 1" X 3/4" | 2.52 | 2.772
| PN3220 | 1 1/4" X 3/4" | 3.1 | 3.41
| PN3225 | 1 1/4" X 1" | 3.15 | 3.465
| PN4020 | 1 1/2" X 3/4" | 3.84 | 4.224
| PN4025 | 1 1/2" X 1" | 3.8 | 4.18
| PN4032 | 1 1/2" X 1 1/4" | 3.8 | 4.18
| PN5020 | 2" X 3/4" | 5.2 | 5.72
| PN5025 | 2" X 1" | 5.2 | 5.72
| PN5032 | 2" X 1 1/4" | 5.2 | 5.72
| PN5040 | 2" X 1 1/2" | 5.2 | 5.72
| PN6532 | 2 1/2" X 1 1/4" | 19.6 | 21.56
| PN6540 | 2 1/2" X 1 1/2" | 19.6 | 21.56
| PN6550 | 2 1/2" X 2" | 19.6 | 21.56
| PN8040 | 3" X 1 1/2" | 23 | 25.3
| PN8050 | 3" X 2" | 22.9 | 25.19
| PN8065 | 3" X 2 1/2" | 23 | 25.3
| PN10050 | 4" X 2" | 44.26 | 48.686
| PN10065 | 4" X 2 1/2" | 44.26 | 48.686
| PN10080 | 4" X 3" | 44.26 | 48.686
PLUGS THREADED |  |  |  | Back To Index
| CODE | SIZE | EACH | INC GST | A
| PP03 | 1/8" | 1.4 | 1.54
| PP06 | 1/4" | 1.4 | 1.54
| PP10 | 3/8" | 1.4 | 1.54
| PP15 | 1/2" | 1.44 | 1.584
| PP20 | 3/4" | 1.44 | 1.584
| PP25 | 1" | 1.64 | 1.804
| PP32 | 1 1/4" | 2.35 | 2.585
| PP40 | 1 1/2" | 2.89 | 3.179
| PP50 | 2" | 3.89 | 4.279
| PP65 | 2 1/2" | 19.92 | 21.912
| PP80 | 3" | 26.2 | 28.82
| PP100 | 4" | 47.2 | 51.92
COUPLINGS
| CODE | SIZE | EACH | INC GST | A
| PC15 | 1/2" | 3.92 | 4.312
| PC20 | 3/4" | 4.68 | 5.148
| PC25 | 1" | 6.12 | 6.732
| PC32 | 1 1/4" | 7.37 | 8.107
| PC40 | 1 1/2" | 8.6 | 9.46
| PC50 | 2" | 13.6 | 14.96
| PC65 | 2 1/2" | 43.4 | 47.74
| PC80 | 3" | 56.3 | 61.93
| PC100 | 4" | 127.18 | 139.898
REDUCING COUPLINGS
| CODE | SIZE | EACH | INC GST | A
| PC2015 | 3/4" X 1/2" | 4.6 | 5.06
| PC2515 | 1" X 1/2" | 5.94 | 6.534
| PC2520 | 1" X 3/4" | 5.94 | 6.534
| PC3220 | 1 1/4" X 3/4" | 6.85 | 7.535
| PC3225 | 1 1/4" X 1" | 6.85 | 7.535
| PC4020 | 1 1/2" X 3/4" | 8.1 | 8.91
| PC4025 | 1 1/2" X 1" | 8.1 | 8.91
| PC4032 | 1 1/2" X 1 1/4" | 8.1 | 8.91
| PC5020 | 2" X 3/4" | 13.24 | 14.564
| PC5025 | 2" X 1" | 13.24 | 14.564
| PC5032 | 2" X 1 1/4" | 13.24 | 14.564
| PC5040 | 2" X 1 1/2" | 13.24 | 14.564
| PC6540 | 2 1/2" X 1 1/2" | 43.56 | 47.916
| PC6550 | 2 1/2" X 2" | 43.56 | 47.916
| PC8050 | 3" X 2" | 56.2 | 61.82
| PC8065 | 3" X 2 1/2" | 56.2 | 61.82
| PC10065 | 4" X 2 1/2" | 121.68 | 133.848
| PC10080 | 4" X 3" | 121.68 | 133.848
CAPS |  |  |  | Back To Index
| CODE | SIZE | EACH | INC GST | A
| PCAP15 | 1/2" | 1.92 | 2.112
| PCAP20 | 3/4" | 2.08 | 2.288
| PCAP25 | 1" | 2.64 | 2.904
| PCAP32 | 1 1/4" | 3.92 | 4.312
| PCAP40 | 1 1/2" | 4.52 | 4.972
| PCAP50 | 2" | 5.64 | 6.204
| PCAP65 | 2 1/2" | 28.26 | 31.086
| PCAP80 | 3" | 29.4 | 32.34
| PCAP 100 | 4" | 58.1 | 63.91
REDUCING BUSHES
| CODE | SIZE | EACH | INC GST | A
| PB1503 | 1/2" X 1/8" | 2.41 | 2.651
| PB1506 | 1/2" X 1/4" | 2.41 | 2.651
| PB1510 | 1/2" X 3/8" | 2.41 | 2.651
| PB2010 | 3/4" X 3/8" | 2.48 | 2.728
| PB2015 | 3/4" X 1/2" | 2.48 | 2.728
| PB2506 | 1" X 1/4" | 2.27 | 2.497
| PB2510 | 1" X 3/8" | 2.85 | 3.135
| PB2515 | 1" X 1/2" | 2.85 | 3.135
| PB2520 | 1" X 3/4" | 2.84 | 3.124
| PB3215 | 1 1/4" X 1/2" | 2.6 | 2.86
| PB3220 | 1 1/4" X 3/4" | 4.12 | 4.532
| PB3225 | 1 1/4" X 1" | 4.12 | 4.532
| PB4015 | 1 1/2" X 1/2" | 4.12 | 4.532
| PB4020 | 1 1/2" X 3/4" | 4.51 | 4.961
| PB4025 | 1 1/2" X 1" | 4.51 | 4.961
| PB4032 | 1 1/2" X 1 1/4" | 4.51 | 4.961
| PB5015 | 2" X 1/2" | 4.51 | 4.961
| PB5020 | 2" X 3/4" | 5.38 | 5.918
| PB5025 | 2" X 1" | 5.38 | 5.918
| PB5032 | 2" X 1 1/4" | 5.38 | 5.918
| PB5040 | 2" X 1 1/2" | 5.38 | 5.918
| PB6532 | 2 1/2" X 1 1/4" | 20.5 | 22.55
| PB6540 | 2 1/2" X 1 1/2" | 20.5 | 22.55
| PB6550 | 2 1/2" X 2" | 20.5 | 22.55
| PB8025 | 3" X 1" | 38.32 | 42.152
| PB8040 | 3" X 1 1/2" | 31.15 | 34.265
| PB8050 | 3" X 2" | 28.9 | 31.79
| PB8065 | 3" X 2 ½" | 28.9 | 31.79
| PB10050 | 4" X 2" | 50.82 | 55.902
| PB10065 | 4" X 2 1/2" | 50.82 | 55.902
| PB10080 | 4" X 3" | 50.82 | 55.902
90° ELBOWS |  |  |  | Back To Index
| CODE | SIZE | EACH | INC GST | A
| PE15 | 1/2" | 4.2 | 4.62
| PE20 | 3/4" | 4.5 | 4.95
| PE25 | 1" | 5.09 | 5.599
| PE32 | 1 1/4" | 7.4 | 8.14
| PE40 | 1 1/2" | 9 | 9.9
| PE50 | 2" | 11.9 | 13.09
| PE65 | 2 1/2" | 86.5 | 95.15
| PE80 | 3" | 115.1 | 126.61
| PE100 | 4" | 147.71 | 162.481
90° M/F ELBOWS
| CODE | SIZE | EACH | INC GST | A
| PEMF15 | 1/2" | 4.16 | 4.576
| PEMF20 | 3/4" | 4.79 | 5.269
| PEMF25 | 1" | 5.29 | 5.819
| PEMF32 | 1 1/4" | 8.11 | 8.921
| PEMF40 | 1 1/2" | 9.66 | 10.626
| PEMF50 | 2" | 12.39 | 13.629
TEES
| CODE | SIZE | EACH | INC GST | A
| PT15 | 1/2" | 4.6 | 5.06
| PT20 | 3/4" | 5.16 | 5.676
| PT25 | 1" | 5.9 | 6.49
| PT32 | 1 1/4" | 11.2 | 12.32
| PT40 | 1 ½" | 12.66 | 13.926
| PT50 | 2" | 17 | 18.7
| PT65 | 2 1/2" | 118.6 | 130.46
| PT80 | 3" | 161.12 | 177.232
| PT100 | 4" | 240.9 | 264.99
POLY BARREL UNIONS
| CODE | SIZE | EACH | INC GST | A
| PBU15 | 1/2" | 19.24 | 21.164
| PBU20 | 3/4" | 23.12 | 25.432
| PBU25 | 1" | 28.1 | 30.91
| PBU2520 | 1" X 3/4" | 28.1 | 30.91
| PBU32 | 1 1/4" | 34.1 | 37.51
| PBU3225 | 1 1/4" X 1" | 34.1 | 37.51
| PBU40 | 1 1/2" | 39.9 | 43.89
| PBU50 | 2" | 57.1 | 62.81
POLY FLANGE |  |  |  | Back To Index
| CODE | SIZE | EACH | INC GST | A
| PF15 | 1/2" | 43.902 | 48.2922
| PF20 | 3/4" | 49.086 | 53.9946
| PF25 | 1" | 76.788 | 84.4668
| PF32 | 1 1/4" | 90.1692 | 99.1861
| PF40 | 1 1/2" | 101.574 | 111.7314
| PF50 | 2" | 100.57 | 110.627
| PF80 | 3" | 161.7624 | 177.9386
| PF100 | 4" | 366.6384 | 403.3022
POLY CROSSES
| CODE | SIZE | EACH | INC GST | A
| PCR 15 | 1/2" Poly Cross | 52.45 | 57.695
| PCR 20 | 3/4" Poly Cross | 52.45 | 57.695
| PCR 25 | 1" Poly Cross | 52.45 | 57.695
| PCR 32 | 1 1/4" Poly Cross | 78.26 | 86.086
| PCR 40 | 1 1/2" Poly Cross | 78.26 | 86.086
| PCR 50 | 2" Poly Cross | 95.75 | 105.325
POLY GAUGE TEE
| CODE | SIZE | EACH | INC GST | A
| PTEG 25 | 1" Poly Pipe Tee with 1/4" Female Thread | 52.07 | 57.277
POLY MANIFOLD
| CODE | DESCRIPTION | EACH | INC GST | A
| PTM 2015 | 8 Station Manifold 3/4" Inlet x 1/2" Outlet, 1/4" Gauge Port | 97.57 | 107.327

## Poly Risers
POLY RISERS |  |  |  |  | Back To Index |  | A
MALE THREADS 15mm BSP-BLACK POLY |  |  |  | 32mm BSP BLACK POLY
CODE | DESCRIPTION | EACH | INC GST | CODE | DESCRIPTION | EACH | INC GST
PR1525 | 25mm length riser | 0.649 | 0.7139 | PR32150 | 150mm length riser | 13.662 | 15.0282
PR1550 | 50mm length riser | 0.726 | 0.7986 | PR32300 | 300mm length riser | 17.842 | 19.6262
PR1580 | 80mm length riser | 1.199 | 1.3189 | PR32450 | 450mm length riser | 19.8 | 21.78
PR15100 | 100mm length riser | 1.276 | 1.4036 | PR32600 | 600mm length riser | 22.869 | 25.1559
PR15125 | 125mm length riser | 1.54 | 1.694 | PR32900 | 900mm length riser | 37.95 | 41.745
PR15150 | 150mm length riser | 1.65 | 1.815 | PR321000 | 1000mm length riser | 41.877 | 46.0647
PR15200 | 200mm length riser | 1.837 | 2.0207
PR15250 | 250mm length riser | 2.519 | 2.7709
PR15300 | 300mm length riser | 2.563 | 2.8193
PR15375 | 375mm length riser | 3.85 | 4.235 | 40mm BSP BLACK POLY
PR15450 | 450mm length riser | 4.279 | 4.7069 | CODE | DESCRIPTION | EACH | INC GST
PR15600 | 600mm length riser | 4.697 | 5.1667 | PR40150 | 150mm length riser | 12.83 | 14.113
PR15900 | 900mm length riser | 7.689 | 8.4579 | PR40300 | 300mm length riser | 17.29 | 19.019
PR151200 | 1200mm length riser | 12.705 | 13.9755 | PR40450 | 450mm length riser | 18.98 | 20.878
|  |  |  | PR40600 | 600mm length riser | 22.34 | 24.574
|  |  |  | PR40900 | 900mm length riser | 36.84 | 40.524
20 mm BSP BLACK POLY |  |  |  | PR401000 | 1000mm length riser | 41.88 | 46.068
CODE | DESCRIPTION | EACH | INC GST
PR2050 | 50mm length riser | 1.5 | 1.65 | 50mm BSP BLACK POLY
PR2080 | 80mm length riser | 2.52 | 2.772 | CODE | DESCRIPTION | EACH | INC GST
PR20100 | 100mm length riser | 2 | 2.2 | PR50150 | 150mm length riser | 19.25 | 21.175
PR20125 | 125mm length riser | 2.73 | 3.003 | PR50300 | 300mm length riser | 25.96 | 28.556
PR20150 | 150mm length riser | 2.3 | 2.53 | PR50450 | 450mm length riser | 30.13 | 33.143
PR20200 | 200mm length riser | 2.98 | 3.278 | PR50600 | 600mm length riser | 35.17 | 38.687
PR20300 | 300mm Length riser | 4.44 | 4.884 | PR50900 | 900mm length riser | 61.13 | 67.243
PR20375 | 375mm length riser | 5.13 | 5.643 | PR501000 | 1000mm length riser | 69.8 | 76.78
PR20450 | 450mm length riser | 5.76 | 6.336
PR20600 | 600mm length riser | 8.01 | 8.811
PR20900 | 900mm length riser | 13.23 | 14.553
PR201200 | 1200mm length riser | 17.29 | 19.019
25 mm BSP BLACK POLY
CODE | DESCRIPTION | EACH | INC GST
PR2580 | 80mm length riser | 3.63 | 3.993
PR25100 | 100mm length riser | 3.67 | 4.037
PR25125 | 125mm length riser | 4.06 | 4.466
PR25150 | 150mm length riser | 4.02 | 4.422
PR25200 | 200mm length riser | 4.99 | 5.489
PR25300 | 300mm length riser | 6.08 | 6.688
PR25375 | 375mm length riser | 6.4 | 7.04
PR25450 | 450mm length riser | 6.83 | 7.513
PR25600 | 600mm length riser | 8.54 | 9.394
PR25900 | 900mm length riser | 13.98 | 15.378
PR251200 | 1200mm length riser | 19.22 | 21.142

## Poly Risers MF Dual Thread
POLY RISERS
MALE - FEMALE DUAL THREAD |  |  | Back To Index
20mm BSP MALE THREAD X 15 mm BSP FEMALE THREAD
| CODE | DESCRIPTION | EACH | INC GST | A
| PR20 150MF | 150mm length riser | 10.64 | 11.704
| PR20 200MF | 200mm length riser | 11.02 | 12.122
| PR20 300MF | 300mm length riser | 11.77 | 12.947
| PR20 375MF | 375mm length riser | 12.15 | 13.365
| PR20 450MF | 450mm length riser | 12.54 | 13.794
| PR20 600MF | 600mm length riser | 13.68 | 15.048
| PR20 900MF | 900mm length riser | 16.15 | 17.765
| PR20 1200MF | 1200mm length riser | 18.62 | 20.482
| PR20 1800MF | 1800mm length riser | 25.22 | 27.742
25mm BSP MALE THREAD X 20mm BSP FEMALE THREAD
| CODE | DESCRIPTION | EACH | INC GST | A
| PR25 150MF | 150mm length riser | 12.35 | 13.585
| PR25 200MF | 200mm length riser | 12.93 | 14.223
| PR25 300MF | 300mm length riser | 14.24 | 15.664
| PR25 375MF | 375mm length riser | 14.82 | 16.302
| PR25 450MF | 450mm length riser | 15.38 | 16.918
| PR25 600MF | 600mm length riser | 17.3 | 19.03
| PR25 750MF | 750mm length riser | 21.59 | 23.749
| PR25 900MF | 900mm length riser | 20.89 | 22.979
| PR25 1200MF | 1200mm length riser | 25.81 | 28.391
| PR25 1500MF | 1500mm length riser | 29.41 | 32.351
| PR25 1800MF | 1800mm length riser | 44.61 | 49.071

## Galvanised Risers
GALVANISED PIPE PIECE | [5 empty] | Back To Index
THESE PRICES DO NOT INCLUDE GST | [6 empty] | B
When ordering example GPP40100 = 40mm (diameter) x 100mm (length)
LENGTH | GPP15 | GPP20 | GPP25 | GPP32 | GPP40 | GPP50 | GPP80 | GPP100
MM | ½" | ¾" | 1" | 1 1/4" | 1 1/2" | 2" | 3" | 4"
100 | 7.43 | 8.44 | 9.61 | 11.13 | 12.88 | 16.35 | 71 | 106.21
150 | 7.43 | 8.44 | 9.61 | 11.75 | 13.75 | 17.8 | 75.33 | 106.21
200 | 8.44 | 9.06 | 10.37 | 12.99 | 15.48 | 19.55 | 75.09 | 106.21
250 | 9.52 | 9.91 | 11.98 | 15.02 | 17.8 | 22.82 | 81.26 | 114.82
300 | 10.67 | 11.43 | 13.34 | 16.79 | 20.33 | 26.01 | 86.94 | 123.16
350 | 11.84 | 12.3 | 15.02 | 18.86 | 22.36 | 28.93 | 92.32 | 131.81
400 | 14.67 | 14.17 | 16.33 | 20.93 | 24.84 | 32.2 | 93.26 | 137.47
450 | 14.21 | 14.77 | 18.54 | 22.82 | 27.51 | 35.37 | 101.11 | 140.25
500 | 15.18 | 15.94 | 19.5 | 24.7 | 29.85 | 38.55 | 105.2 | 149.73
550 | 16.19 | 17.2 | 22.68 | 26.73 | 31.83 | 41.54 | 108.28 | 152.81
600 | 17.55 | 18.72 | 23.6 | 29.9 | 34.18 | 44.87 | 111.07 | 154.74
750 | 22.47 | 26.82 | 29.58 | 36.8 | 53.22 | 70.43 | 157.83 | 227.1
900 | 25.25 | 28.06 | 32.57 | 51.61 | 62.24 | 82.27 | 181.19 | 260.08
1000 | 34.36 | 35.97 | 42.55 | 56.72 | 67.96 | 89.7 | 192.88 | 274.76
1200 | 40.39 | 39.67 | 48.3 | 66.63 | 79.95 | 106.67 | 227.4 | 348.38
1520 | P.O.A. | P.O.A. | P.O.A. | P.O.A. | P.O.A. | P.O.A. | P.O.A. | P.O.A.
1830 | P.O.A• | P.O.A. | P.O.A. | P.O.A. | P.O.A. | P.O.A. | P.O.A. | P.O.A.
2130 | P.O.A. | P.O.A. | P.O.A. | P.O.A. | P.O.A. | P.O.A. | P.O.A. | P.O.A.
2440 | P.O.A. | P.O.A. | P.O.A. | P.O.A. | P.O.A. | P.O.A. | P.O.A. | P.O.A.
2740 | P.O.A. | P.O.A. | P.O.A. | P.O.A. | P.O.A. | P.O.A. | P.O.A. | P.O.A.
2900 | P.O.A. | P.O.A. | P.O.A. | P.O.A. | P.O.A. | P.O.A. | P.O.A. | P.O.A.
3050 | P.O.A. | P.O.A. | P.O.A. | P.O.A. | P.O.A. | P.O.A. | P.O.A. | P.O.A.
Medium galvanised pipe pieces - threaded both ends BSPT
* OTHER SIZES AVAILABLE UPON REQUEST
BLACK STEEL SOCKETS
|  | CODE | SIZE | EACH | INC GST | A
|  | BSS15 | 15mm | 4.4 | 4.84
|  | BSS20 | 20mm | 7.48 | 8.228
|  | BSS25 | 25mm | 7.1 | 7.81
|  | BSS32 | 32mm | 13.6 | 14.96
|  | BSS40 | 40mm | 14.6 | 16.06
|  | BSS50 | 50mm | 14.4 | 15.84
|  | BSS65 | 65mm | 40 | 44
|  | BSS80 | 80mm | 43.56 | 47.916
|  | BSS100 | 100mm | 68.5 | 75.35

## Gal Malleable Iron Fittings
GALVANISED MALLEABLE IRON FITTINGS | [7 empty] | C |  | Back To Index
| MM |  | 8 | 10 | 15 | 20 | 25 | 32 | 40 | 50 | 65 | 80 | 100 | 150
| INCHES |  | ¼" | 3/8" | ½" | ¾" | 1" | 1 ¼" | 1 ½" | 2" | 2 ½" | 3" | 4" | 6"
DESCRIPTION | CODE |  | SIZES
Back Nuts | GBN | EACH | POA | POA | 1.73 | 1.73 | 1.914 | 2.497 | 3.157 | 4.807 | 10.373 | 16.082 | 30.723 | POA
|  | INC GST | POA | POA | 1.903 | 1.903 | 2.1054 | 2.7467 | 3.4727 | 5.2877 | 11.4103 | 17.6902 | 33.7953 | POA
Bends M & F 90° | GB9OMF | EACH | POA | POA | 3.839 | 5.28 | 7.689 | 12.463 | 17.27 | 26.378 | 57.596 | 83.017 | 171.908 | POA
|  | INC GST | POA | POA | 4.2229 | 5.808 | 8.4579 | 13.7093 | 18.997 | 29.0158 | 63.3556 | 91.3187 | 189.0988 | POA
Bends M & F 45° | GB45MF | EACH | POA | POA | 3.74 | 4.807 | 7.689 | 11.517 | 16.302 | 25.432 | POA | POA | POA | POA
|  | INC GST | POA | POA | 4.114 | 5.2877 | 8.4579 | 12.6687 | 17.9322 | 27.9752 | POA | POA | POA | POA
Bends F & F 90° | GB9OFF | EACH | POA | POA | 3.839 | 5.753 | 8.624 | 13.442 | 19.184 | 30.107 | 67.43 | 88.198 | 184.294 | POA
|  | INC GST | POA | POA | 4.2229 | 6.3283 | 9.4864 | 14.7862 | 21.1024 | 33.1177 | 74.173 | 97.0178 | 202.7234 | POA
Bushes | GB | EACH | POA | 1.815 | 1.815 | 1.859 | 2.783 | 4.323 | 5.753 | 7.689 | 12.969 | 18.7 | 35.277 | 153.879
|  | INC GST | POA | 1.9965 | 1.9965 | 2.0449 | 3.0613 | 4.7553 | 6.3283 | 8.4579 | 14.2659 | 20.57 | 38.8047 | 169.2669
With ordering - example GBN25 = 1" BACKNUT

## Gal Malleable Iron Fittings 2
GALVANISED MALLEABLE IRON FITTINGS CONT | [8 empty] | C |  | Back To Index
| MM |  | 8 | 10 | 15 | 20 | 25 | 32 | 40 | 50 | 65 | 80 | 100 | 150
| INCHES |  | ¼" | 3/8" | ½" | ¾" | 1" | 1 ¼" | 1 ½" | 2" | 2 ½" | 3" | 4" | 6"
DESCRIPTION | CODE |  | SIZES
Elbows F & F 45° | GE45FF | EACH | POA | POA | 3.938 | 5.038 | 8.074 | 12.1 | 17.127 | 26.708 | 41.8 | 47.311 | 86.79 | POA
|  | INC GST | POA | POA | 4.3318 | 5.5418 | 8.8814 | 13.31 | 18.8397 | 29.3788 | 45.98 | 52.0421 | 95.469 | POA
Elbows M & F 45° | GE45MF | EACH | POA | POA | 3.938 | 5.038 | 8.074 | 12.1 | 17.127 | 26.708 | POA | POA | POA | POA
|  | INC GST | POA | POA | 4.3318 | 5.5418 | 8.8814 | 13.31 | 18.8397 | 29.3788 | POA | POA | POA | POA
Flanges Undrilled | GF | EACH | POA | POA | 5.753 | 8.151 | 9.108 | 12.958 | 15.334 | 18.106 | 32.681 | 42.02 | 64.328 | POA
|  | INC GST | POA | POA | 6.3283 | 8.9661 | 10.0188 | 14.2538 | 16.8674 | 19.9166 | 35.9491 | 46.222 | 70.7608 | POA
Flanges Drilled Table D | GFD | EACH | POA | POA | 6.094 | 8.624 | 9.647 | 13.706 | 16.247 | 19.305 | 34.551 | 44.418 | 68.211 | 158.95
|  | INC GST | POA | POA | 6.7034 | 9.4864 | 10.6117 | 15.0766 | 17.8717 | 21.2355 | 38.0061 | 48.8598 | 75.0321 | 174.845
Nipples Hexagon | GN | EACH | 1.727 | 1.727 | 1.727 | 2.398 | 3.267 | 4.807 | 6.721 | 9.845 | 16.588 | 28.545 | 45.144 | 170.819
|  | INC GST | 1.8997 | 1.8997 | 1.8997 | 2.6378 | 3.5937 | 5.2877 | 7.3931 | 10.8295 | 18.2468 | 31.3995 | 49.6584 | 187.9009
Nipples Reducing | GN | EACH | POA | 2.871 | 2.871 | 2.871 | 4.114 | 6.897 | 8.624 | 12.353 | 25.432 | 42.02 | 77.825 | POA
|  | INC GST | POA | 3.1581 | 3.1581 | 3.1581 | 4.5254 | 7.5867 | 9.4864 | 13.5883 | 27.9752 | 46.222 | 85.6075 | POA

## Gal Malleable Iron Fittings 3
GALVANISED MALLEABLE IRON FITTINGS CONT | [8 empty] | C |  | Back To Index
| MM |  | 8 | 10 | 15 | 20 | 25 | 32 | 40 | 50 | 65 | 80 | 100 | 150
| INCHES |  | ¼" | 3/8" | ½" | ¾" | 1" | 1 ¼" | 1 ½" | 2" | 2 ½" | 3" | 4" | 6"
DESCRIPTION | CODE |  | SIZES
Caps | GC | EACH | 1.826 | 1.826 | 1.826 | 2.211 | 3.157 | 4.488 | 5.753 | 7.689 | 16.588 | 23.342 | 38.39 | 155.93
|  | INC GST | 2.0086 | 2.0086 | 2.0086 | 2.4321 | 3.4727 | 4.9368 | 6.3283 | 8.4579 | 18.2468 | 25.6762 | 42.229 | 171.523
Crosses equal | GCR | EACH | POA | POA | 6.237 | 8.624 | 11.517 | 16.786 | 22.539 | 31.185 | 64.328 | 89.771 | 159.5 | POA
|  | INC GST | POA | POA | 6.8607 | 9.4864 | 12.6687 | 18.4646 | 24.7929 | 34.3035 | 70.7608 | 98.7481 | 175.45 | POA
Elbows F & F equal | GEFF | EACH | 1.88 | 1.881 | 1.914 | 2.871 | 4.323 | 6.721 | 8.624 | 12.958 | 26.466 | 37.356 | 72.611 | 192.39
|  | INC GST | 2.068 | 2.0691 | 2.1054 | 3.1581 | 4.7553 | 7.3931 | 9.4864 | 14.2538 | 29.1126 | 41.0916 | 79.8721 | 211.629
Elbows M & F equal | GEMF | EACH | 2.09 | 2.09 | 2.211 | 3.157 | 4.708 | 8.151 | 10.56 | 14.861 | 33.737 | 52.91 | 87.692 | POA
|  | INC GST | 2.299 | 2.299 | 2.4321 | 3.4727 | 5.1788 | 8.9661 | 11.616 | 16.3471 | 37.1107 | 58.201 | 96.4612 | POA
Sockets | GS | EACH | 1.661 | 1.661 | 1.661 | 2.299 | 3.641 | 4.807 | 5.94 | 9.207 | 17.633 | 25.96 | 42.02 | 163.79
|  | INC GST | 1.8271 | 1.8271 | 1.8271 | 2.5289 | 4.0051 | 5.2877 | 6.534 | 10.1277 | 19.3963 | 28.556 | 46.222 | 180.169
Sockets Reducing | GS | EACH |  |  | 2.58 | 2.58 | 3.8 | 5.04 | 6.24 | 9.59 | 18.66 | 29.59 | 51.88 | POA
|  | INC GST |  |  | 2.838 | 2.838 | 4.18 | 5.544 | 6.864 | 10.549 | 20.526 | 32.549 | 57.068 | POA

## Gal Malleable Iron Fittings 4
GALVANISED MALLEABLE IRON FITTINGS CONT | [8 empty] | C |  | Back To Index
| MM |  | 8 | 10 | 15 | 20 | 25 | 32 | 40 | 50 | 65 | 80 | 100 | 150
| INCHES |  | ¼" | 3/8" | ½" | ¾" | 1" | 1 ¼" | 1 ½" | 2" | 2 ½" | 3" | 4" | 6"
DESCRIPTION | CODE |  | SIZES
Gal Steel Sockets | GSS | EACH | P.O.A | P.O.A | 7.436 | 8.06 | 14.96 | 14.96 | 18.81 | 29.788 | POA | 66.385 | POA | POA
|  | INC GST | P.O.A | P.O.A | 8.1796 | 8.866 | 16.456 | 16.456 | 20.691 | 32.7668 | POA | 73.0235 | POA | POA
Tees Equal | GT | EACH | 2.783 | 2.783 | 2.783 | 3.916 | 6.237 | 9.108 | 11.517 | 17.27 | 41 | 53.955 | 97.53 | 457
|  | INC GST | 3.0613 | 3.0613 | 3.0613 | 4.3076 | 6.8607 | 10.0188 | 12.6687 | 18.997 | 45.1 | 59.3505 | 107.283 | 502.7
Tees Reducing | GT | EACH | POA | POA | POA | 4.488 | 6.897 | 10.56 | 13.442 | 19.162 | 43.58 | 59.664 | 116.73 | POA
|  | INC GST | POA | POA | POA | 4.9368 | 7.5867 | 11.616 | 14.7862 | 21.0782 | 47.938 | 65.6304 | 128.403 | POA
Unions F/S F&F | GUFS | EACH | POA | POA | 6.237 | 7.689 | 9.581 | 14.399 | 19.184 | 27.368 | 51.876 | 73.667 | 140.085 | POA
|  | INC GST | POA | POA | 6.8607 | 8.4579 | 10.5391 | 15.8389 | 21.1024 | 30.1048 | 57.0636 | 81.0337 | 154.0935 | POA
Unions B/S F&F | GUBS | EACH | 11.143 | 11.143 | 11.143 | 14.234 | 17.974 | 22.286 | 30.954 | 45.837 | 88.066 | 148.489 | 278.773 | POA
|  | INC GST | 12.2573 | 12.2573 | 12.2573 | 15.6574 | 19.7714 | 24.5146 | 34.0494 | 50.4207 | 96.8726 | 163.3379 | 306.6503 | POA
Plugs Hollow | GP | EACH | 1.298 | 1.298 | 1.298 | 1.606 | 2.211 | 3.278 | 4.114 | 6.028 | 11.935 | 17.633 | 30.613 | 146
|  | INC GST | 1.4278 | 1.4278 | 1.4278 | 1.7666 | 2.4321 | 3.6058 | 4.5254 | 6.6308 | 13.1285 | 19.3963 | 33.6743 | 160.6
With ordering - example GBN25 = 1" BACKNUT

## Malco Fittings
GAL PIPE FITTINGS (Rubber Ring Joint) COUPLINGS |  |  |  |  | Back To Index
Short Size | CODE | Short Size | O/S Diameter | EACH | INC GST | A
| MGCS 15 | 15mm (½") | 21.2mm | 35 | 38.5
| MGCS 20 | 20mm (3/4") | 26.9mm | 51 | 56.1
| MGCS 25 | 25mm (1") | 33.7mm | 79.6 | 87.56
| MGCS 32 | 32mm (11/4") | 21.2mm | 101.2 | 111.32
| MGCS 40 | 40mm (11/2") | 48.3mm | 105.36 | 115.896
| MGCS 50 | 50mm (2") | 60.3mm | 111.2 | 122.32
| MGCS 65 | 65mm (2 1/2") |  | POA | POA
| MGCS 80 | 80mm (3") |  | POA | POA
Long Size | CODE |  | O/S Diameter | EACH | INC GST | A
| MGCL 15 | 15mm (½") | 21.2mm | 38 | 41.8
| MGCL 20 | 20mm (3/4") | 26.9mm | 57.11 | 62.821
| MGCL 25 | 25mm (1") | 33.7mm | 86 | 94.6
| MGCL 32 | 32mm (11/4") | 21.2mm | 114.08 | 125.488
| MGCL 40 | 40mm (11/2") | 48.3mm | 119 | 130.9
| MGCL 50 | 50mm (2") | 60.3mm | 130.5 | 143.55
Rubber Pipe Couplings – PVC to PVC
| CODE | SUITS |  | EACH | INC GST | A
| APC32 | 32mm PVC to 32mm PVC |  | 19.8 | 21.78
| APC40 | 40mm PVC to 40mm PVC |  | 20.42 | 22.462
| APC50 | 50mm PVC to 50mm PVC |  | 20.83 | 22.913
| APC65 | 65mm PVC to 65mm PVC |  | 25.37 | 27.907
| APC80 | 80mm PVC to 80mm PVC |  | 31.76 | 34.936
| APC90 | 90mm PVC to 90mm PVC |  | 27.43 | 30.173
| APC100 | 100mm PVC to 100mm PVC |  | 31.35 | 34.485
| APC150 | 150mm PVC to 150mm PVC |  | 67.85 | 74.635
Rubber Pipe Couplings – PVC to E/ware/Cast Iron
| CODE | SUITS |  | EACH | INC GST | A
| APC100EW | 100mm PVC to 100mm E/ware/Cast Iron |  | 42.49 | 46.739
| APC150EW | 150mm PVC to 150mm E/ware/Cast Iron |  | 85.18 | 93.698

## SS 316 BSB Fitting
STAINLESS STEEL 316 B.S.P. FITTINGS | [10 empty] | Back To Index |  | B
Normal Bore in Millimetres
DESCRIPTION | CODE Number | 6mm 1/8" | 8mm 1/4" | 10mm 3/8" | 15mm 1/2" | 20mm 3/4" | 25mm 1' | 32mm 1 1/4" | 40mm 1 1/2" | 50mm 2" | 65mm 2 1/2" | 80mm 3" | 100mm 4"
Reducing Bush | SSRB |  | 5 | 5.8 | 7.25 | 10 | 14 | 24 | 29.9 | 46 | 81.5 | 98.9 | 169
Cap | SS CAP | 5.9 | 6 | 6.05 | 9.8 | 9.8 | 12 | 18.8 | 25.8 | 34.9 | 50.95 | 82.1 | 142.19
45° Elbow F/F | SS45E |  | 4.9 | 4.95 | 6.4 | 11.25 | 17.8 | 24.2 | 32.5 | 48 | 96 | 120 | 208
90° Elbow M/F | SSEMF | 5.9 | 6.25 | 6.6 | 10.5 | 15 | 24.2 | 34.99 | 38.9 | 74 | 121 | 221 | 329.29
90' Elbow F/F | SS90E | 4.8 | 4.8 | 5.2 | 8.2 | 12 | 17.99 | 28 | 39 | 58.5 | 148 | 164 | 312.96
Plug | SSPL | 4.26 | 4.86 | 5.3 | 5.9 | 9 | 13.25 | 19.9 | 26.5 | 50.07 | 85 | 85.6 | 154.2
Hex Nipple SSN | SSN | 6.1 | 6.1 | 6.59 | 8 | 11.5 | 15.9 | 20.37 | 29.85 | 46 | 96.73 | 120 | 163.32
Reducing Hex Nipple | SSN |  | 6.9 | 6.9 | 8.1 | 10.6 | 18.9 | 22.96 | 24.1 | 46 | 104 | 120 | 246
Socket | SS | 6.05 | 5.9 | 6.46 | 11.2 | 13.82 | 18 | 26 | 33 | 36 | 104 | 152.69 | 179.92
Reducing Socket | SSR |  | 7.98 | 8.1 | 9.2 | 16 | 19 | 28 | 36.88 | 61
Equal Tee | SST | 7 | 7 | 7.5 | 13 | 16.9 | 29 | 43 | 50 | 71 | 209 | 240 | 365
Toe Nipple | SSTN |  | 5 | 5.9 | 7 | 9.1 | 10.9 | 15.98 | 18.2 | 21.9 | 39.9 | 90.9 | 104.85
Barrel Nipple | SSBN |  |  | P.O.A. | 11 | 13.79 | 16 | 31.71 | 44 | 54.61
Barrel Union | SSBU |  | 17.98 | 19.9 | 29 | 42 | 60 | 80 | 101 | 141.2 | 255 | 275 | 410
Hose Tail | SSHT |  | 8 | 11 | 12.7 | 20.5 | 28 | 36.9 | 45.9 | 69.59 | 135 | 174 | 210
Cross | SSCR |  |  |  | 26 | 34 | 51 | 106 | 129 | 160
Screwed Flanges | SSFL |  |  |  | 53 | 55 | 60 |  | 88 | 95.6 | 109.9 | 198 | 284
Weld on Flange | SSSOWOF |  |  |  | 19.9 | 23 | 29.25 | 33.75 | 39 | 48.5 | 64.25 | 77 | 88.75
OTHER TYPES AND SIZES AVAILABLE P.O.A.
Prices subject to change without notice
ALL PRICES SUBJECT TO 10% GST
N.B. REDUCING FITTINGS ARE PRICED FOR
ONE SIZE REDUCTIONS
OTHER SIZES ARE AVAILABLE BUT PRICE MAY VARY

## DR Brass Plumb Fittings
"DR" BRASS PLUMBING FITTINGS
HEXAGON NIPPLES |  |  |  | Back To Index
| CODE | SIZE | EACH | INC GST | D
| BNO3 | 1/8" | 2.1 | 2.31
| BNO6 | 1/4" | 2.1 | 2.31
| BN10 | 3/8" | 2.52 | 2.772
| BN15 | 1/2" | 3.3 | 3.63
| BN15CP | 1/2" C/P | 3.64 | 4.004
| BN20 | 3/4" | 4.61 | 5.071
| BN20CP | 3/4" C/P | 5.23 | 5.753
| BN25 | 1" | 8.37 | 9.207
| BN32 | 1 1/4" | 13.02 | 14.322
| BN40 | 11/2" | 16.97 | 18.667
| BN50 | 2" | 30.22 | 33.242
| BN65 | 2 1/2" | 58.75 | 64.625
| BN80 | 3" | 68.2 | 75.02
| BN100 | 4" | 158.52 | 174.372
HEXAGON NIPPLES REDUCING
| CODE | SIZE | EACH | INC GST | D
| BN0603 | 1/4" x 1/8" | 1.51 | 1.661
| BN1003 | 3/8" x 1/8" | 4.69 | 5.159
| BN1006 | 3/8" x 1/4" | 2.48 | 2.728
| BN1506 | 1/2" x 1/4" | 6.4 | 7.04
| BN1510 | 1/2" x 3/8" | 3.41 | 3.751
| BN2006 | 3/4" x 1/4" | 9.69 | 10.659
| BN2010 | 3/4"x 3/8" | 4.61 | 5.071
| BN2015 | 3/4" x 1/2" | 4.26 | 4.686
| BN2015CP | 3/4" x 1/2" CP | 5.65 | 6.215
| BN2515 | 1" x 1/2" | 7.9 | 8.69
| BN2520 | 1" x 3/4" | 7.32 | 8.052
| BN3220 | 1 1/4" x 3/4" | 12.4 | 13.64
| BN3225 | 11/4" x 1" | 14.64 | 16.104
| BN4020 | 1 1/2" x 3/4" | 30 | 33
| BN4025 | 1 1/2" x 1" | 24.25 | 26.675
| BN4032 | 1 1/2" x 1 1/4" | 19.84 | 21.824
| BN5020 | 2" x 3/4" | 31 | 34.1
| BN5025 | 2"x 1" | 43 | 47.3
| BN5032 | 2" x 1 1/4" | 41 | 45.1
| BN5040 | 2" x1 1/2" | 27.16 | 29.876
| BN6550 | 2 1/2" x 2" | 47.5 | 52.25
| BN8050 | 3" x 2" | 123.18 | 135.498
| BN8065 | 3" x 2 1/2" | 81.25 | 89.375
| BN10080 | 4" x 3" | 154.8 | 170.28
PLAIN NIPPLES (ALL THREADS) |  |  |  | Back To Index
| CODE | SIZE | EACH | INC GST | D
| BAT066 | 1/4" x 6" | 19.6 | 21.56
| BAT106 | 3/8" x 6" | 24.63 | 27.093
| BAT156 | 1/2" x 6" | 12.74 | 14.014
| BAT1512 | 1/2" x 12" | 24.56 | 27.016
| BAT1524 | 1/2" x 24" | 54.1 | 59.51
| BAT206 | 3/4" x 6'' | 18.71 | 20.581
| BAT2012 | 3/4" x12" | 38.36 | 42.196
| BAT256 | 1" x 6" | 33.83 | 37.213
| BAT2512 | 1" x 12" | 63.12 | 69.432
| BAT326 | 1 1/4" x 6" | 47.16 | 51.876
| BAT3212 | 1 1/4" x 12" | 103.81 | 114.191
| BAT406 | 1 1/2" x 6" | 54.44 | 59.884
| BAT4012 | 1 1/2" x 12" | 126.83 | 139.513
| BAT506 | 2" x 6" | 87.92 | 96.712
| BAT5012 | 2" x 12" | 191.07 | 210.177
BUSHES SCREWED
| CODE | SIZE | EACH | INC GST | D
| BB0603 | 1/4" x 1/8" | 1.24 | 1.364
| BB1003 | 3/8" x 1/8" | 3.84 | 4.224
| BB1006 | 3/8" x 1/4" | 1.66 | 1.826
| BB1503 | 1/2" x 1/8" | 7.84 | 8.624
| BB1506 | 1/2" x 1/4" | 2.83 | 3.113
| B61510 | 1/2" x 3/8" | 1.98 | 2.178
| BB2006 | 3/4" x 1/4" | 6.12 | 6.732
| BB2010 | 3/4" x 3/8" | 4.92 | 5.412
| BB2015 | 3/4" x 1/2" | 2.95 | 3.245
| BB2015CP | 3/4" x 1/2" | 4.17 | 4.587
| BB2515 | 1" x 1/2" | 8.21 | 9.031
| BB2520 | 1" x 3/4" | 4.84 | 5.324
| BB3215 | 1 1/4" x 1/2" | 15.23 | 16.753
| BB3220 | 1 1/4" x 3/4" | 14.53 | 15.983
| BB3225 | 1 1/4" x 1" | 10.42 | 11.462
| BB4020 | 1 1/2" x 3/4" | 20.96 | 23.056
| BB4025 | 1 1/2" x 1" | 17.98 | 19.778
| BB4032 | 1 1/2" x 1 1/4" | 10.7 | 11.77
| BB5020 | 2" x 3/4" | 63.08 | 69.388
| BB5025 | 2" x 1" | 61.38 | 67.518
| BB5032 | 2" x 1 1/4" | 58.82 | 64.702
| BB5040 | 2" x 1 1/2" | 23.32 | 25.652
ELBOWS (MALE/FEMALE) |  |  |  | Back To Index
| CODE | SIZE | EACH | INC GST | D
| BEMF03 | 1/8" | 5.96 | 6.556
| BEMF06 | 1/4" | 4.3 | 4.73
| BEMF10 | 3/8" | 6.62 | 7.282
| BEMF15 | 1/2" | 7.98 | 8.778
| BEMF15CP | 1/2" C/P | 8.91 | 9.801
| BEMF20 | 3/4'' | 9.96 | 10.956
| BEMF20CP | 3/4" C/P | 12.05 | 13.255
| BEMF2015 | 3/4" FX 1/2" MI | 21.75 | 23.925
| BEMF25 | 1" | 18.33 | 20.163
| BEMF32 | 1 1/4" | 33.06 | 36.366
| BEMF40 | 11/2" | 44.6 | 49.06
| BEMF50 | 2" | 64.52 | 70.972
ELBOWS (FEMALE)
| CODE | SIZE | EACH | INC GST | D
| BE03 | 1/8" | 6.82 | 7.502
| BE06 | 1/4" | 3.6 | 3.96
| BE10 | 3/8" | 6.94 | 7.634
| BE15 | 1/2" | 8.18 | 8.998
| BE15CP | 1/2" C/P | 8.68 | 9.548
| BE20 | 3/4'' | 17.36 | 19.096
| BE20CP | 3/4" C/P | 17.8 | 19.58
| BE25 | 1" | 17.63 | 19.393
| BE32 | 1 1/4" | 33.71 | 37.081
| BE40 | 11/2" | 51.09 | 56.199
| BE50 | 2" | 69.59 | 76.549
CAPS
| CODE | SIZE | EACH | INC GST | D
| BC03 | 1/8" | 1.16 | 1.276
| BC06 | 1/4" | 1.9 | 2.09
| BC10 | 3/8" | 2.21 | 2.431
| BC15 | 1/2" | 2.48 | 2.728
| BC15CP | 1/2" C/P | 2.95 | 3.245
| BC20 | 3/4" | 3.84 | 4.224
| BC20CP | 3/4" C/P | 4.73 | 5.203
| BC25 | 1" | 7.53 | 8.283
| BC32 | 1 1/4" | 14.68 | 16.148
| BC40 | 1 1/2" | 17.94 | 19.734
| BC50 | 2" | 24.45 | 26.895
LOCK NUTS |  |  |  | Back To Index
| CODE | SIZE | EACH | INC GST | D
| BLNO3 | 1/8" | 0.85 | 0.935
| BLNO6 | 1/4" | 0.89 | 0.979
| BLN10 | 3/8" | 1.12 | 1.232
| BLN15 | 1/2" | 1.2 | 1.32
| BLN20 | 3/4" | 1.59 | 1.749
| BLN25 | 1" | 3.1 | 3.41
| BLN32 | 1 1/4" | 4.96 | 5.456
| BLN40 | 1 1/2" | 7.71 | 8.481
| BLN50 | 2" | 13.14 | 14.454
EXTENSION MALE/FEMALE
| CODE | SIZE | EACH | INC GST | D
| BEX1540 | 1/2" x 11/2" | 6.74 | 7.414
| BEX1540CP | 1/2" x 11/2" C/P | 8.14 | 8.954
| BEX1550 | 1/2" x 2" | 8.14 | 8.954
| BEX1550CP | 1/2'' x 2" C/P | 9.46 | 10.406
| BEX1565 | 1/2" x 2 1/2" | 11.04 | 12.144
| BEX1565CP | 1/2" x 2 1/2" C/P | 11.31 | 12.441
| BEX1580 | 1/2'' x 3" | 12.67 | 13.937
| BEX1580CP | 1/2" x 3'' C/P | 13.6 | 14.96
| BEX15100 | 1/2'' x 4" | 16 | 17.6
| BEX15100CP | 1/2" x 4" C/P | 18.56 | 20.416
| BEX15150 | 1/2" x 6" | 24.02 | 26.422
| BEX15150CP | 1/2" x 6'' C/P | 24.02 | 26.422
PLUGS HEXAGON HEAD
| CODE | SIZE | EACH | INC GST | D
| BP03 | 1/8" | 1.12 | 1.232
| BP06 | 1/4" | 1.51 | 1.661
| BP10 | 3/8" | 1.87 | 2.057
| BP15 | 1/2" | 2.64 | 2.904
| BP15CP | 1/2" C/P | 2.95 | 3.245
| BP20 | 3/4" | 3.6 | 3.96
| BP20CP | 3/4" C/P | 4.86 | 5.346
| BP25 | 1" | 7.32 | 8.052
| BP32 | 1 1/4" | 12.09 | 13.299
| BP40 | 1 1/2" | 14.88 | 16.368
| BP50 | 2" | 21.85 | 24.035
SOCKETS HEXAGON |  |  |  | Back To Index
| CODE | SIZE | EACH | INC GST | D
| BS03 | 1/8" | 1.58 | 1.738
| BS06 | 1/4" | 1.98 | 2.178
| BS10 | 3/8" | 2.83 | 3.113
| BS15 | 1/2" | 3.72 | 4.092
| BS15CP | 1/2" C/P | 4.76 | 5.236
| BS20 | 3/4" | 5.27 | 5.797
| BS20CP | 3/4" C/P | 5.65 | 6.215
| BS25 | 1" | 10.92 | 12.012
| BS32 | 1 1/4" | 16.54 | 18.194
| BS40 | 11/2" | 23.02 | 25.322
| BS50 | 2" | 50.45 | 55.495
SOCKETS HEXAGON REDUCING
| CODE | SIZE | EACH | INC GST | D
| BS1003 | 3/8" x 1/8" | 14.51 | 15.961
| BS1006 | 3/8" x 1/4" | 3.88 | 4.268
| BS1510 | 1/2" x 3/8" | 4.69 | 5.159
| BS2015 | 3/4" x 1/2" | 7.83 | 8.613
| BS2520 | 1" x 3/4" | 9.88 | 10.868
Larger sizes available upon request
ADAPTORS MALE/FEMALE
| CODE | SIZE | EACH | INC GST | D
| AMFS03 | 1/8" M/F | 1.12 | 1.232
| AMFS06 | 1/4" M/F | 2.79 | 3.069
| AMFS10 | 3/8" M/F | 3.88 | 4.268
| AMFS15 | 1/2" M/F | 3.91 | 4.301
| AMFS15CP | 1/2" M/F C/P | 4.34 | 4.774
| AMFS20 | 3/4" M/F | 6.16 | 6.776
| AMFS20CP | 3/4" M/F C/P | 6.43 | 7.073
| AMFS25 | 1" M/F | 9.65 | 10.615
| AMFS32 | 1 1/4" M/F | 19.41 | 21.351
| AMFS40 | 1 1/2" M/F | 26.39 | 29.029
| AMFS50 | 2" M/F | 38.52 | 42.372
ADAPTORS MALE/FEMALE SOCKET REDUCING
| CODE | SIZE | EACH | INC GST | D
| AMFSR1006 | 3/8" x 1/4" | 3.41 | 3.751
| AMFSR1503 | 1/2" x 1/8" | 23.82 | 26.202
| AMFSR1506 | 1/2" x 1/4" | 4.07 | 4.477
| AMFSR1510 | 1/2" x 3/8" | 4.73 | 5.203
| AMFSR2015 | 3/4" x 1/2" | 5.15 | 5.665
| AMFSR2015CP | 3/4" x 1/2" | 6.78 | 7.458
| AMFSR2515 | 1" x 1/2" | 14.33 | 15.763
| AM FS R2520 | 1" x 3/4" | 10.77 | 11.847
| AMFSR3220 | 1 1/4" X 3/4" | 26.31 | 28.941
| AMFSR3225 | 1 1/4" x 1" | 26.46 | 29.106
| AMFSR4025 | 1 1/2" x 1" | 31.65 | 34.815
| AMFSR4032 | 1 1/2" x 1 1/4" | 27.59 | 30.349
| AMFSR5040 | 2" x 1 1/2" | 47.93 | 52.723
TEES |  |  |  | Back To Index
| CODE | SIZE | EACH | INC GST | D
| BT03 | 1/8" | 5.8 | 6.38
| BT06 | 1/4" | 5.23 | 5.753
| BT10 | 3/8" | 6.98 | 7.678
| BT15 | 1/2" | 7.9 | 8.69
| BT15CP | 1/2" C/P | 9.1 | 10.01
| BT20 | 3/4" | 13.25 | 14.575
| BT20CP | 3/4" C/P | 17.24 | 18.964
| BT25 | 1" | 23.56 | 25.916
| BT32 | 1 1/4" | 44.72 | 49.192
| BT40 | 1 1/2" | 57.35 | 63.085
| BT50 | 2" | 103.42 | 113.762
FIVE WAY TEES
| CODE | SIZE | EACH | INC GST | A
| 5WT | 25mm PUMP COUPLING | 49.91 | 54.901
BARREL UNION FEMALE / FEMALE
| CODE | SIZE | EACH | INC GST | D
| BBU06 | 1/4" F/F | 12.36 | 13.596
| BBU10 | 3/8" F/F | 17.47 | 19.217
| BBU15 | 1/2'' F/F | 12.87 | 14.157
| BBU15CP | 1/2" F/F C/P | 23.6 | 25.96
| BBU20 | 3/4" F/F | 17.44 | 19.184
| BBU20CP | 3/4" F/F C/P | 34.06 | 37.466
| BBU25 | 1" F/F | 30.73 | 33.803
| BBU32 | 1 1/4" F/F | 40.34 | 44.374
| BBU40 | 1 1/2" F/F | 56.11 | 61.721
| BBU50 | 2" F/F | 89.32 | 98.252
BARREL UNION MALE / FEMALE
| CODE | SIZE | EACH | INC GST | D
| BBUMF06 | 1/4" M/F | 12.78 | 14.058
| BBUMF10 | 3/8" M/F | 18.75 | 20.625
| BBUMF15 | 1/2" M/F | 13.49 | 14.839
| BBUMF15CP | 1/2" M/F C/P | 25.3 | 27.83
| BBUMF20 | 3/4" M/F | 18.87 | 20.757
| BBUMF20CP | 3/4" M/F C/P | 39.02 | 42.922
| BBUMF25 | 1" M/F | 33.25 | 36.575
| BBUMF32 | 1 1/4" M/F | 41.27 | 45.397
| BBUMF40 | 1 1/2" M/F | 65.37 | 71.907
| BBUMF50 | 2" M/F | 99.94 | 109.934

## Nylon Olive Compression
OLIVE COMPRESSION (NYLON OLIVE) D |  |  | Back To Index
UNION CxC NYLON OLIVE | CODE | SIZE | EACH | INC GST | D
| B10025 | 10mmC x 10mm C BRASS | 7.87 | 8.657
| B10026 | 15mmC x 10mm C BRASS | 7.87 | 8.657
| B10020 | 15mmC x 15mm C BRASS | 7.55 | 8.305
| B10020C/P | 15mmC x 15mm C CHROME | 8.83 | 9.713
| B10021 | 20mmC x 20mm C BRASS | 11.2 | 12.32
| B10021C/P | 20mmC x 20mm C CHROME | 14.02 | 15.422
| B10022 | 20mmC x 15mm C BRASS | 9.49 | 10.439
| B10024 | 25mmC X 25mm C BRASS | 35.84 | 39.424
UNION CxM NYLON OLIVE | B10005 | 10mmC X 10mm MI BRASS | 8.53 | 9.383
| B10006 | 10mmC X 15mm MI BRASS | 8.91 | 9.801
| B10000 | 15mmC x 15mm MI BRASS | 5.38 | 5.918
| B10000C/P | 15mmC x 15mm MI CHROME | 6 | 6.6
| B10003 | 20mmC x 20mm MI BRASS | 7.67 | 8.437
| B10002 | 15mmC x 20mm MI BRASS | 6.86 | 7.546
| B10001 | 20mmC x 15mm MI BRASS | 8.64 | 9.504
| B10004 | 25mmC X 25mmMI BRASS | 22.2 | 24.42
UNION CxF NYLON OLIVE | B10010 | 15mmC x 15mm Fl BRASS | 7.67 | 8.437
| B10010C/P | 15mmC x 15mm Fl CHROME | 7.9 | 8.69
| B10013 | 20mmC x 20mm Fl BRASS | 8.8 | 9.68
| B10012 | 15mmC x 20mm Fl CHROME | 8.8 | 9.68
| B10011 | 20mmC x 15mm Fl BRASS | 9.18 | 10.098
| B10014 | 25mmC X 25mmFl BRASS | 26.54 | 29.194
ELBOW CxC NYLON OLIVE | B10050 | 15mmC x 15mm C BRASS | 7.83 | 8.613
| B10050C/P | 15mmC x 15mm C CHROME | 10.23 | 11.253
| B10051 | 20mmC x 20mm C BRASS | 16.55 | 18.205
| B10051CIP | 20mmC x 20mm C CHROME | 19.69 | 21.659
| B10052 | 20mmC x 15mm C BRASS | 14.95 | 16.445
| B10054 | 25mmC X 25mmC BRASS | 38.79 | 42.669
ELBOW CxM NYLON OLIVE | B10030 | 15mmC x 15mm MI BRASS | 8.8 | 9.68
| B10030C/P | 15mmC x 15mm MI CHROME | 9.73 | 10.703
| B10033 | 20mmC x 20mm MI BRASS | 14.88 | 16.368
| B10032 | 15mmC x 20mm MI BRASS | 11.08 | 12.188
| B10031 | 20mmC X15mm MI BRASS | 19.06 | 20.966
| B10034 | 25mmC X 25mm MI BRASS | 38.09 | 41.899
ELBOW CxF NYLON OLIVE | B10040 | 15mmC x 15mm Fl BRASS | 10.19 | 11.209
| B10040C/P | 15mmC x 15mm Fl CHROME | 10.97 | 12.067
| B10043 | 20mmC x 20mm Fl BRASS | 14.4 | 15.84
| B10042 | 15mmC x 20mm Fl BRASS | 16.16 | 17.776
| B10041 | 20mmC X 15mmFI BRASS | 14.14 | 15.554
| B10044 | 25mmC X 25mnnFl BRASS | 42.83 | 47.113
ELBOW LUGGED 15BP NYLON OLIVE | B10060 | 15mmC x 15mm Fl BRASS | 12.59 | 13.849
| B10060C/P | 15mmC x 15mm Fl CHROME | 13.06 | 14.366
| B10062 | 20mmC x 20mm Fl BRASS | 20.38 | 22.418
Back To Index
| CODE | SIZE | EACH | INC GST | D
ELBOW LUGGED 19BP NYLON OLIVE | B10063 | 15mmC x 15mm MI BRASS | 14.18 | 15.598
| B10063C/P | 15mmC x 15mm MI CHROME | 16.9 | 18.59
TEE CxCxC NYLON OLIVE | B10070 | 15mmC x 15mmC x 15mm C BRASS | 13.46 | 14.806
| B10070C/P | 15mmC x 15mmC x 15mm C CHROME | 15.19 | 16.709
| B10071 | 20mmC x 20mmC x 20mm C BRASS | 20.49 | 22.539
| B10074 | 20mmC x 20mmC x 15mm C BRASS | 20.73 | 22.803
(15mm CENTRE)
TEE CxCxM NYLON OLIVE | B84810 | 15mmC x 15mmC x 15mm MI BRASS | 16.78 | 18.458
(15mm MI CENTRE)
| B84810C/P | 15mmC x 15mmC x 15mm MI CHROME | 18.83 | 20.713
(15mm MI CENTRE)
TEE CxCxF NYLON OLIVE | B10080 | 15mmC x 15mm C X 15mm FI BRASS | 15.46 | 17.006
(15mm Fl CENTRE)
| B10080C/P | 15mmC x 15mm C X 15mm FI CHROME | 20.42 | 22.462
(15mm Fl CENTRE)
STOP END NYLON OLIVE | B84938 | 15mm C BRASS | 5.21 | 5.731
| B84940 | 20mm C BRASS | 8.07 | 8.877
KINCO NUT | B10089 | 10mm BRASS | 2.13 | 2.343
| B10090 | 15mm BRASS | 1.94 | 2.134
| B10090H/D | 15mm BRASS HEAVY DUTY | 3.02 | 3.322
| B10090C/P | 15mm CHROME | 1.97 | 2.167
| B10091 | 20mm BRASS | 3.02 | 3.322
| B10091C/P | 20mm CHROME | 3.68 | 4.048
| B10096 | 25mm BRASS | 9.69 | 10.659
NYLON OLIVE | B10095 | 10mm NYLON OLIVE | 0.23 | 0.253
| B10092 | 15mm NYLON OLIVE | 0.27 | 0.297
| B10093 | 20mm NYLON OLIVE | 0.37 | 0.407
| B10094 | 25mm NYLON OLIVE | 0.81 | 0.891

## OLIVE COPPER COMPRESSION
OLIVE COMPRESSION (COPPER OLIVE) |  |  | Back To Index
| CODE | SIZE DESCRIPTION | EACH | INC GST | D
UNION CXC COPPER OLIVE | B86980 | 10mmC x 10mmC BRASS | 7.6 | 8.36
| B86985 | 15mmC x 10mmC BRASS | 11.4 | 12.54
| B86984 | 15mmC x 15mmC BRASS | 8.8 | 9.68
| B86986 | 20mmC x 20mmC BRASS | 14.22 | 15.642
| B86988 | 20mmC x 15mmC BRASS | 13.18 | 14.498
| B86990 | 25mmC x 25mmC BRASS | 37.66 | 41.426
UNION CXM COPPER OLIVE | B87084 | 10mmC x 10mm MI BRASS | 6.7 | 7.37
| B87086 | 15mmC x 10mm MI BRASS | 9.18 | 10.098
| B87088 | 10mmC x 15mm MI BRASS | 10.11 | 11.121
| B87090 | 15mmC x 15mm MI BRASS | 5.97 | 6.567
| B87091 | 15mmC x 15mm MI CHROME | 7.6 | 8.36
| B87092 | 20mmC x 20mm MI BRASS | 9.3 | 10.23
| B87094 | 15mmC x 20mm MI BRASS | 7.98 | 8.778
| B87096 | 20mmC x 15mm MI BRASS | 9.88 | 10.868
| B87098 | 25mmC x 25mM MI BRASS | 26.93 | 29.623
UNION CXF COPPER OLIVE | B87198 | 15mmC x 15mm Fl BRASS | 7.24 | 7.964
| B87199 | 15mmC x 15mm Fl CHROME | 8.21 | 9.031
| B87100 | 20mmC x 20mm Fl BRASS | 9.53 | 10.483
| B87102 | 15mmC x 20mm Fl BRASS | 8.53 | 9.383
| B87104 | 20mmC x 15mm Fl BRASS | 12.56 | 13.816
| B87106 | 25mmC x 25mm Fl BRASS | 25.46 | 28.006
ELBOW CXC COPPER OLIVE | B87206 | 15mmC x 15mmC BRASS | 9.3 | 10.23
| B87207 | 15mmC x 15mmC CHROME | 11.66 | 12.826
| B87208 | 20mmC x 20mmC BRASS | 19.06 | 20.966
| B87210 | 20mmC x 15mmC BRASS | 16.5 | 18.15
| B87212 | 25mmC x 25mmC BRASS | 42.16 | 46.376
ELBOW CXM COPPER OLIVE | B87312 | 15mmC x 15mm MI BRASS | 8.6 | 9.46
| B87313 | 15mmC x 15mm MI CHROME | 11.85 | 13.035
| B87314 | 20mmC x 20mm MI BRASS | 15.69 | 17.259
| B87316 | 15mmC x 20mm MI BRASS | 10.58 | 11.638
| B87318 | 20mmC x 15mm MI BRASS | 15.42 | 16.962
| B87320 | 25mmC x 25mm MI BRASS | 38.94 | 42.834
ELBOW CXF COPPER OLIVE | B87418 | 15mmC x 15mm Fl BRASS | 10.03 | 11.033
| B87419 | 15mmC x 15mm Fl CHROME | 12.94 | 14.234
| B87420 | 20mmC x 20mm Fl BRASS | 17.63 | 19.393
| B87422 | 15mmC x 20mm Fl BRASS | 17.36 | 19.096
| B87424 | 20mmC x 15mm Fl BRASS | 19.41 | 21.351
| B87426 | 25mmC x 25mm Fl BRASS | 47.78 | 52.558
ELBOW LUGGED 15BP COPPER OLIVE | B87524 | 15mmC x 15mm Fl BRASS | 11.78 | 12.958
| B87526 | 20mmC x 20mm Fl BRASS | 19.84 | 21.824
OLIVE COMPRESSION (COPPER OLIVE) |  |  | Back To Index
| CODE | SIZE DESCRIPTION | EACH | INC GST | D
ELBOW LUGGED19BP COPPER | B87628 | 15mmC x 15mm MI BRASS | 13.25 | 14.575
TEE CXCXC COPPER OLIVE | B87730 | 15mmC x 15mmC X 15mmC BRASS | 14.8 | 16.28
| B87731 | 15mmC x 15mmC X 15mmC CHROME | 17.86 | 19.646
| B87732 | 20mmC x 20mmC x 20mmC BRASS | 23.01 | 25.311
| B87734 | 20mmC x 20mmC x 15mmC BRASS | 27.05 | 29.755
(15mm CENTRE)
| B87760 | 25mmC x 25mmC x 25mmC BRASS | 57.5 | 63.25
TEE CXCXM COPPER OLIVE | B87810 | 15mmC x 15mmC X 15mmMI BRASS (15mm MI CENTRE) | 17.55 | 19.305
TEE CXCXF COPPER OLIVE | B87836 | 15mmC x 15mmC X 15mmFI BRASS (15mm Fl CENTRE) | 17.47 | 19.217
| B87838 | 20mmC x 20mmC X 20mmFI BRASS (20mm Fl CENTRE) | 22.98 | 25.278
| B87840 | 20mmC x 20mmC X 15mmFI BRASS (15mm Fl CENTRE) | 23.33 | 25.663
STOP END COPPER OLIVE | B87938 | 15mmC BRASS | 5.81 | 6.391
| B87940 | 20mmC BRASS | 8.1 | 8.91
KINCO NUT | B80988 | 15mm BRASS | 1.94 | 2.134
| B80990 | 15mm CHROME | 1.94 | 2.134
| B80989 | 15mm BRASS HEAVY DUTY | 3.02 | 3.322
| B80992 | 20mm BRASS | 3.02 | 3.322
| B80994 | 20mm CHROME | 3.68 | 4.048
| B80995 | 25mm BRASS | 9.69 | 10.659
COPPER OLIVE | B88000 | 10mm COPPER OLIVE | 0.74 | 0.814
| B88002 | 15mm COPPER OLIVE | 0.62 | 0.682
| B88004 | 20mm COPPER OLIVE | 1.24 | 1.364
| B88006 | 25mm COPPER OLIVE | 3.06 | 3.366

## Brass Capillary Fittings
BRASS CAPILLARY |  |  | Back To Index
| CODE | SIZE DESCRIPTION | EACH | INC GST | D
BUSH TUBE MALE No.4 | B82000 | 15mmOD x 15mm | 2.68 | 2.948
| B82006 | 20mmOD x 20mm | 3.07 | 3.377
| B82010 | 25mmOD x 25mm | 4.58 | 5.038
| B82012 | 32mmOD x 32mm | 8.45 | 9.295
| B82014 | 40mmOD x 40mm | 11.68 | 12.848
| B82016 | 50mmOD x 50mm | 13.24 | 14.564
| B82019 | 65mmOD x 65mm | 34.3 | 37.73
| B82021 | 80mmOD x 80mm | 40.83 | 44.913
| B82023 | 100mmOD x 100mm | 70.4 | 77.44
BUSH TUBE FEMALE No.4F | B82117 | 25mmOD x 25mm | 8.63 | 9.493
| B82118 | 32mmOD x 32mm | 11.16 | 12.276
| B82120 | 40mmOD x 40mm | 15.46 | 17.006
| B82122 | 50mmOD x 50mm | 19.25 | 21.175
| B82125 | 65mmOD x 65mm | 43.1 | 47.41
| B82127 | 80mmOD x 80mm | 62.68 | 68.948
CONNECTOR STRAIGHT MALE No.3 | B82232 | 15mmOD x 15mm | 2.54 | 2.794
| B82234 | 15mmOD x 20mm | 7.88 | 8.668
| B82240 | 20mmOD x 15mm | 3.01 | 3.311
| B82242 | 20mmOD x 20mm | 3.44 | 3.784
| B82244 | 25mmOD x 20mm | 6.34 | 6.974
CONNECTOR STRAIGHT FEMALE No.2 | B82358 | 15mmOD x 15mmFI | 3.36 | 3.696
| B82360 | 15mmOD x 20mmFI | 5.9 | 6.49
| B82366 | 20mmOD x 15mmFI | 5.9 | 6.49
| B82368 | 20mmOD x 20mmFI | 4.83 | 5.313
| B82370 | 25mmOD x 20mmFI | 10.02 | 11.022
| B82372 | 25mmOD x 25mmFI | 12.51 | 13.761
| B82586 | 20mmOD x 20mmNUT | 11.56 | 12.716
CONNECTOR WINGED STRAIGHT No.5 | B82688 | 15mmOD x 15mm MI | 7.67 | 8.437
ELBOW CXC No.12 | B82906 | 15mmOD x 15mmOD | 4.73 | 5.21
| B82908 | 20mmOD x 20mmOD | 8.66 | 9.53
ELBOW CXM No.13 | B83010 | 15mmOD x 15mmMI | 5.82 | 6.41
| B83012 | 20mmOD x 15mmMI | 10.26 | 11.29
| B83014 | 20mmOD X 20mmMI | 8.8 | 9.68
BRASS CAPILLARY CONTINUED |  |  | Back To Index
| CODE | SIZE DESCRIPTION | EACH | INC GST | D
ELBOW CXF No.14 | B83116 | 15mmOD x 15mmFI | 5.59 | 6.149
| B83120 | 20mmOD x 15mmFI | 9.41 | 10.351
| B83122 | 20mmOD X 20mmFI | 9.43 | 10.373
ELBOW LUGGED No.15BP | B83224 | 15mmOD x 15mmFI | 6.51 | 7.161
| B83226 | 20mmOD x 15mmFI | 10.48 | 11.528
| B83228 | 20mmOD X 20mmFI | 10.1 | 11.11
ELBOW LUGGED No.19BP | B83330 | 15mmOD x 15mmMI | 6.66 | 7.326
| B83334 | 20mmOD x 15mmMI | 13.11 | 14.421
ELBOW EXTENDED No.19BPE | B83336 | 15mmOD x 15mmMI | 12.94 | 14.234
STOP END No.61 | B83450 | 15mmOD | 2.15 | 2.365
| B83452 | 20mmOD | 4.73 | 5.203
TEE No.30 | B83552 | 15mmOD x 15mmOD x 15mmFI | 10.3 | 11.33
| B83553 | 20mmOD x 2OmmOD x 20mmFI | 16.3 | 17.93

## PVC Pressure Hoses
PVC PRESSURE HOSES |  |  | Back To Index
MULTIFLEX BLUE/YELLOW AIR/WATER HOSE (Group 21)
| Code | Inside Diameter x Coil Length | Working Pressure (MPa at 20°C) | List Price Each* | A
| 21MF6X20 | 6mm x 20m | 1.6 | 55.94
| 21MF6X100 | 6mm x 100m | 1.6 | 279.58
| 21MF6X300 | 6mm x 300m spool | 1.6 | 838.72
| 21MF8X20 | 8mm x 20m | 1.6 | 60.64
| 21MF8X100 | 8mm x 100m | 1.6 | 303.1
| 21MF8X300 | 8mm x 300m spool | 1.6 | 909.28
| 21MF10X20 | 10mm x 20m | 1.6 | 63.26
| 21MF10X30 | 10mm x 30m | 1.6 | 94.88
| 21MF10X100 | 10mm x 100m | 1.6 | 316.16
| 21MF10X300 | 10mm x 300m spool | 1.6 | 948.45
| 21MF12X20 | 12mm x 20m | 1.6 | 76.83
| 21MF12X30 | 12mm x 30m | 1.6 | 115.26
| 21MF12X100 | 12mm x 100m | 1.6 | 384.06
| 21MF12X200 | 12mm x 200m spool | 1.6 | 768.16
A Robust Hose with a blue and yellow outer cover that exhibits superior flexibility even at low temperatures which makes it ideal for use with pneumatic tools. Conforms to AS2554 Class B.
MULTIFLEX (BLUE/YELLOW AIR TOOL HOSE) - FITTED (Group 21)
| Code | Inside Diameter x Coil Length | Working Pressure (MPa at 20°C) | List Price Each* | A
| 21MF10X20F | 10mm x 20m | 1.6 | 91.46
| 21MF10X30F | 10mm x 30m | 1.6 | 130.62
The same hose as above but fitted with Nitto One touch Type compatible air hose fittings.
SAFETY YELLOW AIR/WATER HOSE (Group 19)
| Code | Inside Diameter x Coil Length | Working Pressure (MPa at 20°C) | List Price Each* | A
| 19SY20X20 | 20mm x 20m | 1.6 | 142.14
| 19SY20X100 | 20mm x 100m | 1.6 | 710.66
| 19SY25X20 | 25mm x 20m | 1.6 | 200.67
| 19SY25X100 | 25mm x 100m | 1.6 | 1003.33
| 19SY32X20 | 32mm x 20m | 1.6 | 446.53
| 19SY32X60 | 32mm x 60m | 1.6 | 1339.55
| 19SY38X20 | 38mm x 20m | 1.6 | 656.06
| 19SY38X60 | 38mm x 60 | 1.6 | 1968.19
| 19SY50X20 | 50mm x 20m | 1.6 | 965.44
| 19SY50X40 | 50mm x 40m | 1.6 | 1930.82
An extremely robust hose with a yellow outer cover to provide excellent wear and abrasion resistance and also to aid visibility and safety.
Conforms to AS2554 Class B for general purpose air and water applications.
ALL PRICES SUBJECT TO 10% GST
WHITE WASHDOWN HOSE (Group 28) |  |  | Back To Index
| Code | Inside Diameter x Coil Length | Working Pressure (MPa at 20°C) | List Price Each* | A
| 28WD20X20 | 20mm x 20m | 1 | $159.39
| 28WD20X100 | 20mm x 100m | 1 | 769.89
| 28WD25X20 | 25mm x 20m | 1 | 207.71
| 28WD25X100 | 25mm x 100m | 1 | 1038.59
| 28WD32X20 | 32mm x 20m | 1 | 449.41
| 28WD32X100 | 32mm x 100m | 1 | 2246.98
| 28WD38X20 | 38mm x 20m | 1 | 668.86
| 28WD38X60 | 38mm x 60m | 1 | 2006.62
With a white smooth outer with blue stripe, this is an excellent hose for industrial washdown, dairies, mobile sprinklers or mid range air applications.
CLEAR MULTI PURPOSE (CMP) (Group 22)
| Code | Inside Diameter x Coil Length | Working Pressure (MPa at 20°C) | List Price Each* | A
| 22CMP6X20 | 6mm x 20m | 1.6 | 58.02
| 22CMP6X100 | 6mm x 100m | 1.6 | 290.01
| 22CMP6X300 | 6mm x 300m spool | 1.6 | 870.05
| 22CMP8X20 | 8mm x 20m | 1.6 | 62.21
| 22CMP8X100 | 8mm x 100m | 1.6 | 310.91
| 22CMP8X300 | 8mm x 300m spool | 1.6 | 932.77
| 22CMP10X20 | 10mm x 20m | 1.6 | 72.64
| 22CMP10X100 | 10mm x 100m | 1.6 | 363.17
| 22CMP10X300 | 10mm x 300m spool | 1.6 | 1089.5
| 22CMP12X20 | 12mm x 20m | 1.6 | 97.22
| 22CMP12X100 | 12mm x 100m | 1.6 | 485.98
| 22CMP12X200 | 12mm x 200m spool | 1.6 | 971.94
| 22CMP16X20 | 16mm x 20m | 1.6 | 154.53
| 22CMP16X100 | 16mm x 100m | 1.6 | 772
| 22CMP20X20 | 20mm x 20m | 1.6 | 203.78
| 22CMP20X100 | 20mm x 100m | 1.6 | 1019
| 22CMP25X20 | 25mm x 20m | 1.6 | 290.02
| 22CMP25X100 | 25mm x 100m | 1.6 | 1450.08
| 22CMP32X20 | 32mm x 20m | 1.6 | 430.62
| 22CMP32X60 | 32mm x 60m | 1.6 | 1291.74
| 22CMP38X20 | 38mm x 20m | 1.6 | 595.71
| 22CMP38X60 | 38mm x 60m | 1.6 | 1787.17
| 22CMP50X20 | 50mm x 20m | 1.6 | 932.77
| 22CMP50X40 | 50mm x 40m | 1.6 | 1865.5
A translucent blue tint general purpose hose suitable for Food, Air & Water
Conforms to AS 2070 & AS 2554 |  |  | Not suitable for permanent fuel line.
ALL PRICES SUBJECT TO 10% GST
CHEMISPRAY (Group 23) |  |  | Back To Index
| Code | Inside Diameter x Coil Length | Working Pressure (MPa at 20°C) | List Price Each* | A
| 23CS8X20 | 8mm x 20m | 2 | 65.31
| 23CS8X100 | 8mm x 100m | 2 | 326.59
| 23CS10X20 | 10mm x 20m | 2 | 77.88
| 23CS10X100 | 10mm x 100m | 2 | 389.31
| 23CS10X300 | 10mm x 300m spool | 2 | 1167.9
| 23CS12X20 | 12mm x 20m | 2 | 94.34
| 23CS12X100 | 12mm x 100m | 2 | 471.62
| 23CS12X200 | 12mm x 200m spool | 2 | 943.2
| 23CS20X20 | 20mm x 20m | 2 | 224.19
| 23CS20X100 | 20mm x 100m | 2 | 1120.89
A black coloured hose with distinctive orange stripe made from specially formulated PVC for use in the pest, agricultural and weed control industries.
With an extremely high resistance to kinking makes this hose ideal for
operations that require ease of movement. Conforms to AS 2070 & AS 2554
ALL PRICES SUBJECT TO 10% GST
FIRE REEL HOSE (BLACK) (Group 27)
| Code | Inside Diameter x Coil Length | Working Pressure (MPa at 20°C) | List Price Each* | A
| 27FRH19X20 | 19mm x 20m | 1 | 124.42
| 27FRH19X36 | 19mm x 36m | 1 | 223.9
| 27FRH19X100 | 19mm x 100m | 1 | 621.86
| 27FRH25X20 | 25mm x 20m | 1 | 204.32
| 27FRH25X36 | 25mm x 36m | 1 | 367.77
| 27FRH25X100 | 25mm x 100m | 1 | 1021.6
A hose with a black ribbed outer that has excellent durability and UV stability suitable for use on stationary and or mobile fire hose reels. Conforms to AS1221.
BUSH FIRE HOSE (YELLOW) (Group 27)
| Code | Inside Diameter x Coil Length | Working Pressure (MPa at 20°C) | List Price Each* | A
| 27FRY19 x 20 | 19mm x 20m | 1 | 151.04
| 27FRY19 x 100 | 19mm x 100m | 1 | 755.07
This hose exhibits the same characteristics as the Black Fire Reel Hose but with a highly visible yellow outer. Conforms to AS1221
AIR BREATHING HOSE (Group 26)
| Code | Inside Diameter x Coil Length | Working Pressure (MPa at 20°C) | List Price Each* | A
| 26AB8X20 | 8mm x 20m | 2.4 | 155.74
| 26AB8X100 | 8mm x 100m | 2.4 | 778.62
| 26AB8X300 | 8mm x 300m Spool | 2.4 | 2335.81
| 26AB10X20 | 10.5mm x 20m | 2.4 | 195.97
| 26AB10X100 | 10.5mm x 100m | 2.4 | 979.78
| 26AB10X300 | 10.5mm x 300m spool | 2.4 | 2939.33
A flexible hose with a yellow outer designed for divers or air breathing in industrial applications.
Conforms to AS2299-1992.
FARMFLEX (DRUM PUMP HOSE) (Group 18 |  |  | Back To Index
| Code | Inside Diameter x Coil Length | Working Pressure (MPa at 20°C) | List Price Each* | A
| 18FF25X20 | 25mm x 20m | 1 | 255.04
| 18FF25X100 | 25mm x 100m | 1 | 1275.26
| 18FF32X20 | 31.5mm x 20m | 1 | 407.58
| 18FF32X100 | 31.5mm x 100m | 1 | 2036.96
A black hose with a smooth outer cover, manufactured from a mixture of PVC and nitrile, which gives extremely good resistance for the conveyance of oil, petrol and diesel from overhead gravity fed tanks or 200 litre drum pumps.
DRINKING WATER HOSE (Group 25)
| Code | Inside Diameter x Coil Length | Working Pressure (MPa at 20°C) | List Price Each* | A
| 25DWX10 | 12mm x 10m | 1 | 44.8
| 25DWX20 | 12mm x 20m | 1 | 89.57
| 25DWX100 | 12mm x 100m | 1 | 447.9
A white hose specially manufactured from Polyolefin which makes it suitable for conveyance of drinking water within the
caravan and boating industries as it will not taint the water. It is U.V. stabilised for long life and is designed to fit snap-on garden hose fittings. Conforms to AS2070 (non toxic food grade).
ALL PRICES SUBJECT TO 10% GST

## Garden Hose
Garden Hoses |  |  |  | Back To Index
Heavy Duty Garden Hose - 5 Year Guarantee (Group 05)
Unfitted Hose | ALL PRICES SUBJECT TO 10% GST
| Code | Description | Pack Qty | List Price Each* | A
| 05P18 | 12 mm x 18 metre | 5 | 25.95
| 05P30 | 12 mm x 30 metre | 3 | 42.43
| 05P100 | 12 mm x 100 metre | 1 | 138.34
Fitted Hose
| Code | Description | Pack Qty | List Price Each* | A
| 05P18F | 12 mm x 18 metre with Plastic Fittings and Twist Nozzle. | 5 | 31.87
| 05P30F | 12 mm x 30 metre with Plastic Fittings and Twist Nozzle. | 3 | 47.42
| 06TG18 | 12mm x 18 metre with Plastic Fitting and 6 Function Trigger Gun | 5 | 42.69
"Mirage" Garden Hose - 6 Year Guarantee (Group 06)
Unfitted hose
| Code | Description | Pack Qty | List Price Each* | A
| 06M18 | 12 mm x 18 metre | 5 | 53.41
| 06M30 | 12 mm x 30 metre | 3 | 77.34
| 06M100 | 12 mm x 100 metre | 1 | 253.79
Fitted Hose
| Code | Description | Pack Qty | List Price Each* | A
12 mm x 18 metre with
| 06M18F | Plastic Fittings and Twist | 5 | 56.86
Nozzle.
12 mm x 30 metre with
| 06M30F | Plastic Fittings and Twist | 3 | 87.49
Nozzle
"Premium Mirage" Garden Hose - 8 Year Guarantee (Group 06)
| Code | Description | Pack Qty | List Price Each* | A
12 mm x 18 metre with
| 06MB18F | Brass Fittings and Brass Twist | 5 | 60.19
Nozzle
FITTED HOSES (fittings are permanently attached)
* All dimensions are nominal.
18mm and 25mm Premium Garden Hose - (Group 07) |  |  |  | Back To Index
18mm Unfitted Hose - 6 Year Guarantee
| Code | Description | Pack Qty | List Price Each* | A
| 0718X18 | 18 mm x 18 metre | 3 | 82.37
| 0718X30 | 18 mm x 30 metre | 3 | 134.46
| 0718X100 | 18 mm x 100 metre | 1 | 457.08
25mm Unfitted Hose - 3 Year Guarantee
| Code | Description | Pack Qty | List Price Each* | A
| 0725X20 | 25 mm x 20 metre | 1 | 167.65
| 0725X100 | 25 mm x 100 metre | 1 | 838.3
"Superflex" Professional Garden Hose - (Group 08) |  |  | 10 Year Guarantee
12mm Unfitted Hose
| Code | Description | Pack Qty | List Price Each* | A
| 08S12X18 | 12 mm x 18 metre | 5 | 54.82
| 08S12X30 | 12 mm x 30 metre | 3 | 96.64
| 08S12X100 | 12 mm x 100 metre | 1 | 321.92
18mm Unfitted Hose
| Code | Description | Pack Qty | List Price Each* | A
| 08S18X18 | 18 mm x 18 metre | 3 | 101.38
| 08S18X30 | 18 mm x 30 metre | 3 | 168.86
| 08S18X100 | 18 mm x 100 metre | 1 | 562.85
12mm and 18mm Green 'n' Gold Superior Garden Hose - (Group 08) |  |  | 10 Year Guarantee
12mm Unfitted Hose
| Code | Description | Pack Qty | List Price Each* | A
| 08TG12X20 | 12 mm x 20 metre | 5 | 67.2
| 08TG12X30 | 12 mm x 30 metre | 3 | 100.8
| 08TG12X100 | 12 mm x 100 metre | 1 | 336
18mm Unfitted Hose
| Code | Description | Pack Qty | List Price Each* | A
| 08TG18X20 | 18 mm x 20 metre | 5 | 108.8
| 08TG18X30 | 18 mm x 30 metre | 3 | 163.2
| 08TG18X100 | 18 mm x 100 metre | I | 544
| Soaker Hose (Group 03) |  |  | Back To Index
| Code | Description | Pack Qty | List Price Each* | A
| 03SH7.5 | 7.5 metre | 1 | 19.9
| 03SH15 | 15 metre | 1 | 36.96
ALL PRICES SUBJECT TO 10% GST

## Fuel Hose
Grey Fuel Hose (Outboards) (Group 22) |  |  | Back To Index
| Code | Inside Diameter x Coil Length | List Price Each* | A
| 22FH8X10 | 8mm x 10m | 31.74
| 22FH8X20 | 8mm x 20m | 63.42
| 22FH10X10 | 10mm x 10m | 37.02
| 22FH10X20 | 10mm x 20mm | 74.08
NOTE:- This hose is not suitable for automobile fuel lines or exposure to hot engines.
As PVC will permeate petroleum, this hose is to be used only for portable or above floor mounted tanks with exposed hose routing.
Clear Vinyl Tubing (CVT) (Group 11)
| Code | Inside Diameter x Coil Length | List Price Each* | A
| 11C3X200 | 3mm x 200m spool | 144.03
| 11C3X30 | 3mm x 30m | 21.6
| 11C5X100 | 5mm x 100m spool | 99.9
| 11C5X30 | 5mm x 30m | 29.95
| 11C6X100 | 6mm x 100m spool | 103.36
| 11C6X30 | 6mm x 30m | 31.04
| 11C8X100 | 8mm x 100m spool | 128.93
| 11C8X30 | 8mm x 30m | 38.66
| 11C10X75 | 10mm x 75m spool | 122.82
| 11C10X30 | 10mm x 30m | 49.15
| 11C12X50 | 12.5mm x 50m spool | 137.06
| 11C12X30 | 12.5mm x 30m | 82.24
| 11C16X30 | 16mm x 30m | 101.73
| 11C20X30 | 20mm x 30m | 120.22
| 11C25X30 | 25mm x 30m | 210.43
| 11C32X30 | 32mm x 30m | 288.83
| 11C40X15 | 40mm x 15m | 234.82
| 11C50X15 | 50mm x 15m | 290.05
A clear PVC tubing which is highly flexible and transparent with a multitude of uses including conveying of most liquids, mild acids and alkalis. Conforms to AS 2070.
ALL PRICES SUBJECT TO 10% GST

## PVC Suction Hose
PVC Suction Hoses | ALL PRICES SUBJECT TO 10% GST |  | Back To Index
GENERAL PURPOSE WATER SUCTION/DISCHARGE - GREY (Group 36G)
| Code | Inside Diameter x Coil Length | List Price Each | A
| 36G25X20 | 25mm x 20m | 197.57
| 36G32X20 | 32mm x 20m | 230.46
| 36G38X20 | 38mm x 20m | 262.59
| 36G38x30 | 38mm x 30m | 393.89
| 36G44X20 | 44mm x 20m | 325.22
| 36G50X20 | 50mm x 20m | 361.38
| 36G63X20 | 63mm x 20m | 523.58
| 36G76X20 | 76mm x 20m | 713.31
| 36G102X20 | 102mm x 20m | 1055.07
A heavy duty flexible PVC hose with a rigid sprial. Used mainly as a suction hose in the agricultural industry.
WATER TRANSFER - GREEN (Group 36GW)
| Code | Inside Diameter x Coil Length | List Price Each | A
| 36GW25X20 | 25mm x 20m | 265.18
A flexible UV stabilised PVC suction hose made especially for plumbing between tanks and pumps.
Conforms to AS2070.
BLUE NITRILE/PVC SUCTION/DISCHARGE HOSE (Group 36B)
| Code | Inside Diameter x Coil Length | List Price Each | A
| 36B25X20 | 25mm x 20m | 307.3
| 36B32X20 | 32mm x 20m | 356.67
| 36B38X20 | 38mm x 20m | 427.96
| 36B50X20 | 50mm x 20m | 591.04
| 36B63X20 | 63mm x 20m | 826.14
| 36B76X20 | 76mm x 20m | 1061.28
| 36B102X20 | 102mm x 20m | 1387.36
Extremely flexible PVC suction hose with outstanding chemical resistance - Recommended for Cold Climates
WINE AND SPIRIT-CLEAR WITH A RED HELIX (Group 36W)
| Code | Inside Diameter x Coil Length | List Price Each | A
| 36W25X20 | 25mm x 20m | 236.61
| 36W32X20 | 32mm x 20m | 290.59
| 36W38X20 | 38mm x 20m | 381.88
| 36W50X20 | 50mm x 20m | 566.94
| 36W63x20 | 63mm x 20m | 721.63
| 36W76X20 | 76mm x 20m | 944.51
| 36W102X20 | 102mm x 20m | $1.533.18
A flexible clear hose with rigid red helix suitable as a suction hose for wines and spirits to 28 Proof.
Conforms to AS2070.
AIR SEEDER - CLEAR WITH A BLACK HELIX (Group 36CB) |  |  |  | Back To Index
| Code | Inside Diameter x Coil Length | List Price Each | A
| 36CB25X20 | 25mm x 20m | 202.53
| 36CB32X20 | 32mm x 20m | 235.17
| 36CB38X20 | 38mm x 20m | 274.34
| 36CB44X20 | 44mm x 20m | 352.74
| 36CB50X20 | 50mm x 20m | 398.46
| 36CB63X20 | 63mm x 20m | 535.62
| 36CB76X20 | 76mm x 20m | 796.9
Suitable for use as primary, secondary or tertiary air seeder hoses. Conforms to AS2070
MARINEFLEX - BLACK (Group 36M)
| Code | Description | List Price Each | A
| 36M20X20 | 20mm x 20m | 99.81
| 36M25X20 | 25mm x 20m | 103.52
| 36M28X20 | 28mm x 20m | 111.33
| 36M32X20 | 32mm x 20m | 163.07
| 36M38X20 | 38mm x 20m | 190.88
| 36M50x20 | 50mm x 20m | 258.46
An extremely flexible black hose for use as a low pressure transfer hose.
SANITATION - WHITE (Group 365)
| Code | Description | List Price Each | A
| 36S20X20 | 20mm x 20m | 159.39
| 36S25X20 | 25mm x 20m | 203.78
| 36S38X20 | 38mm x 20m | 292.67
A white hose containing nitrile with rigid white helix suitable for use in marine sanitary systems. Manufactured to resist odour permeation
BLACK/NITRILE PVC SUCTION/DISCHARGE HOSE (Group 36BL)
| Code | Description | List Price Each | A
| 36BL25X20 | 25mm x 20m | 307.29
| 36BL25X30 | 25mm x 30m | 460.93
| 36BL32X20 | 32mm x 20m | 356.67
| 36BL38X20 | 38mm x 20m | 427.97
| 36BL38X30 | 38mm x 30m | 641.95
| 36BL50X20 | 50mm x 20m | 591.04
| 36BL50X30 | 50mm x 30m | 886.53
| 36BL63X20 | 63mm x 20m | 826.14
| 36BL63X30 | 63mm x 30m | 1239.26
| 36BL76X20 | 76mm x 20m | 1061.28
| 36BL76X30 | 76mm x 30m | 1591.94
Extremely flexible PVC suction hose with outstanding chemical resistance - Recommended for Cold Climates
ALL PRICES SUBJECT TO 10% GST

## Lilac Hose & Fittings
Lilac Reclaimed/Recycled Water Products |  |  |  | Back To Index
LILAC SULLAGE HOSE (UNREINFORCED) (Group 01)
| Code | Description | List Price Each | Inc Gst | A
| 01S18X20 | 18 mm x 20 metre | 68.16 | 74.976
| 01S18X30 | 18 mm x 30 metre | 102.24 | 112.464
| 01518X100 | 18 mm x 100 metre | 340.77 | 374.847
| 01S25X20 | 25 mm x 20 metre | 125.25 | 137.775
| 01S25X30 | 25 mm x 30 metre | 187.84 | 206.624
| 01S25X80 | 25 mm x 80 metre | 500.8 | 550.88
LILAC PRESSURE HOSE (Group 01)
| Code | Description | List Price Each | Inc Gst | A
| 01SP20X20 | 20mm x 20 metre | 124.13 | 136.543
| 01SP20X100 | 20mm x 100 metre | 620.55 | 682.605
| 01SP25x20 | 25mm x 20 metre | 175.49 | 193.039
| 01SP25X100 | 25mm x 100 metre | 877.44 | 965.184
LILAC SPRINKLERS (Group 56)
| Code | Description | List Price Each | Inc Gst | A
| 562807 | Lilac Dome Sprinkler | 9.95 | 10.945
LILAC TAP ADAPTORS (Group 56)
| Code | Description | List Price Each | Inc Gst | A
| 564156 | 1" (LH thread) Plastic Tap Adaptor | 2.02 | 2.222
| 568056 | 1" (LH Thread) Brass Tap Adaptor | 6.05 | 6.655
Waste Water Diverter
| Code |  | List Price Each | Inc Gst | B
| WWD |  | 16.76 | 18.436
Waters your garden free by redirecting your waste water
ALL PRICES SUBJECT TO 10% GST